## Products
Product Code | Product Name | HSN Code | GST % | Base Price | MRP | UOM | Image URL | Status
FG00006072 | 11KV, 630A OUTDOOR VCB KIOSK WITH TR. PROT. RELAY | 8537.20.00 | 18 | 310000 | 365800 | 2 |  | Active
FG00006071 | 11KV, 630A OUTDOOR VCB KIOSK | 8537.20.00 | 18 | 300000 | 354000 | 2 |  | Active
FG00006084 | 33KV OUTDOOR VCB KIOSK | 8537.20.00 | 18 | 730000 | 861400 | 1 |  | Active
FG00006085 | 33KV Outdoor VCB KIOSK with Transformer Protection Relay | 8537.20.00 | 18 | 755000 | 890900 | 4 |  | Active
FG00004641 | 12KV, 630A, 20KA OUTDOOR FIXED VCB KIOSK [RJ State UC Project] | 8537.20.00 | 18 | 274000 | 323320 | 10 |  | Active
FG00005480 | 36kV 800A 26.3kA Fixed type outdoor VCB Kiosk - [RJ State Solar Industry Project] | 8537.20.00 | 18 | 750000 | 885000 | 1 |  | Active
FG00005665 | 12KV 630A 20KA OUTDOOR FIXED VCB KIOSK - [RJ State Solar Industry Project] | 8537.20.00 | 18 | 295000 | 348100 | 1 |  | Active
FG00005762 | 12KV 630A 20KA OUTDOOR FIXED VCB KIOSK - [RJ State Solar Industry Project] | 8537.20.00 | 18 | 295000 | 348100 | 1 |  | Active
FG00005067 | 12KV 1250A 25KA/3 SEC INDOOR VCB PANEL-OUTGOING (FEEDER) WITH ADAPTER (GETCO SOLAR)- New Rev.06 Spec | 8537.20.00 | 18 | 790000 | 932200 | 1 |  | Active
FG00005040 | SPARES : VACUUM INTERRUPTOR FOR 11KV I/D VCB | 8537.20.00 | 18 | 39957 | 47149.26 | 1 |  | Active
FG00005039 | SPARES : TRIPPING COIL FOR 11KV I/D VCB | 8537.20.00 | 18 | 1375 | 1622.5 | 1 |  | Active
FG00005038 | 11KV, 630A, 25KA, INDOOR VCB PANEL - OUTGOING | 8537.20.00 | 18 | 697227 | 822727.86 | 1 |  | Active
FG00005041 | SPARES : AUXILLIARY SWITCH FOR 11KV I/D VCB | 8537.20.00 | 18 | 1431 | 1688.58 | 1 |  | Active
FG00005042 | SPARES : SPRING CHARGING MOTOR FOR 11KV I/D VCB | 8537.20.00 | 18 | 7061 | 8331.98 | 1 |  | Active
FG00005043 | SPARES : CLOSING COIL FOR 11KV I/D VCB | 8537.20.00 | 18 | 1375 | 1622.5 | 1 |  | Active
FG00005732 | 11KV, 630A, OUTDOOR VCB KIOSK COMPLETE WITH ACCESSORIES | 8537.20.00 | 18 | 270000 | 318600 | 12 |  | Active
FG00002172 | 11KV OUTDOOR VCB KIOSK | 8537.20.00 | 18 | 289000 | 341020 | 13 |  | Active
FG00006060 | 12KV 1250A 25KA/3 SEC INDOOR VCB PANEL-OUTGOING (FEEDER) WITH ADAPTER (GETCO SOLAR)- New Rev.06 Spec | 8537.20.00 | 18 | 899000 | 1060820 | 1 |  | Active
FG00006016 | 33KV OUTDOOR VCB KIOSK | 8537.20.00 | 18 | 745000 | 879100 | 3 |  | Active
FG00005465 | 11kV 630 Amp Outdoor VCB Kiosk | 8537.20.00 | 18 | 290000 | 342200 | 2 |  | Active
FG00003790 | 33KV VCB PANEL (OUTGOING) | 8537.20.00 | 18 | 0 | 0 | 1 |  | Active
FG00003791 | 33KV VCB PANEL (LPT) | 8537.20.00 | 18 | 0 | 0 | 1 |  | Active
FG00003691 | 33KV Indoor Type VCB (1 LPT+1 OG) Panel, | 8537.20.00 | 18 | 1215000 | 1433700 | 1 |  | Active
FG00003501 | 11 KV outdoor VCB Kiosk | 8537.20.00 | 18 | 282000 | 332760 | 1 |  | Active
FG00006167 | 11kV 630 A Outdoor VCB Kiosk | 8537.20.00 | 18 | 282000 | 332760 | 3 |  | Active
FG00005529 | 11KV OUTDOOR VCB KIOSK WITHOUT T/F RELAY | 8537.20.00 | 18 | 272500 | 321550 | 3 |  | Active
FG00005528 | 11KV OUTDOOR VCB KIOSK WITH T/F RELAY | 8537.20.00 | 18 | 292500 | 345150 | 5 |  | Active
FG00006010 | 11kV 800Amp 26.3kA DRAWOUT VCB trolley with SL VI width 600mm - 110 VDC - SCM 230V AC- Breaker Only [For System House] | 8535.21.21 | 18 | 96500 | 113870 | 5 |  | Active
FG00006011 | 11kV 800Amp 26.3kA DRAWOUT VCB trolley with SL VI width 600mm - 110 VDC - SCM 230V AC- Breaker Only [For System House] | 8535.21.21 | 18 | 96500 | 113870 | 5 |  | Active
FG00004438 | 11KV, 1000A, 25KA INDOOR VCB PANEL - OUTGOING | 8537.20.00 | 18 | 410000 | 483800 | 2 |  | Active
FG00006204 | 11KV, 630A OUTDOOR VCB KIOSK | 8537.20.00 | 18 | 350000 | 413000 | 1 |  | Active
FG00006049 | 11kV 630 Amp Outdoor VCB Kiosk | 8537.20.00 | 18 | 285000 | 336300 | 5 |  | Active
FG00006076 | 33KV, 800A OUTDOOR VCB KIOSK | 8537.20.00 | 18 | 765000 | 902700 | 1 |  | Active
FG00004718 | 12KV 630A OUTDOOR VCB KIOSK | 8537.20.00 | 18 | 293214.97 | 345993.66 | 10 |  | Active
FG00004717 | 36KV 800A FIXED TYPE OUTDOOR VCB KIOSK | 8537.20.00 | 18 | 759900 | 896682 | 5 |  | Active
FG00005312 | 12KV 1250A 25KA/3 SEC INDOOR VCB PANEL-OUTGOING (FEEDER) WITH ADAPTER (GETCO SOLAR)- New Rev.06 Spec | 8537.20.00 | 18 | 815000 | 961700 | 1 |  | Active
FG00005602 | 11kV 630Amp 20kA FIXED VCB trolley with SL VI - 110 VDC - SCM 230V AC- Breaker Only [For System House] | 8535.21.21 | 18 | 77000 | 90860 | 1 |  | Active
FG00005601 | 11kV 800Amp 26.3kA FIXED VCB trolley with SL VI width 600mm - 110 VDC - SCM 230V AC- Breaker Only [For System House] | 8535.21.21 | 18 | 82500 | 97350 | 3 |  | Active
FG00005622 | 12KV 1250A 25KA/3 SEC INDOOR VCB PANEL-OUTGOING (FEEDER) WITHOUT ADAPTER (GETCO SOLAR)- New Rev.06 Spec | 8537.20.00 | 18 | 690000 | 814200 | 1 |  | Active
FG00005598 | 12KV 1250A 25KA/3 SEC INDOOR VCB PANEL-OUTGOING (FEEDER) WITH ADAPTER (GETCO SOLAR)- New Rev.06 Spec | 8537.20.00 | 18 | 805000 | 949900 | 1 |  | Active
FG00005496 | 12KV OUTDOOR VCB KIOSK | 8537.20.00 | 18 | 270000 | 318600 | 13 |  | Active
FG00005687 | 33kV 1250A 31.5kA DRAWOUT VCB MODULE with SL VI width 1100mm - 110 VDC - SCM 230V AC- VCB MODULE [For System House] | 8535.21.21 | 18 | 295000 | 348100 | 1 |  | Active
FG00005818 | 12KV 1250A 25KA/3 SEC INDOOR VCB PANEL-OUTGOING (FEEDER) WITH ADAPTER (GETCO SOLAR)- New Rev.06 Spec | 8537.20.00 | 18 | 821000 | 968780 | 1 |  | Active
FG00005513 | 36KV OUTDOOR VCB KIOSK | 8537.20.00 | 18 | 790000 | 932200 | 2 |  | Active
FG00005883 | 11kV 630 A Outdoor VCB Kiosk | 8537.20.00 | 18 | 305000 | 359900 | 1 |  | Active
FG00005882 | 11kV 630 A Outdoor VCB Kiosk | 8537.20.00 | 18 | 305000 | 359900 | 1 |  | Active
FG00006015 | 11KV OUTDOOR VCB KIOSK | 8537.20.00 | 18 | 275000 | 324500 | 12 |  | Active
FG00006017 | 11KV Kiosk VCB Panel with Transformer Protection Relay | 8537.20.00 | 18 | 290000 | 342200 | 1 |  | Active
FG00005776 | 12KV 1250A 25KA/3 SEC INDOOR VCB PANEL-OUTGOING (FEEDER) WITH ADAPTER (GETCO SOLAR)- New Rev.06 Spec | 8537.20.00 | 18 | 830000 | 979400 | 1 |  | Active
FG00005706 | 12KV 630A 20KA OUTDOOR FIXED VCB KIOSK - [RJ State Solar Industry Project] | 8537.20.00 | 18 | 290000 | 342200 | 10 |  | Active
FG00005501 | 11KV, 630A, 20KA/3 Sec Outdoor VCB Kiosk with TP relay | 8537.20.00 | 18 | 287000 | 338660 | 4 |  | Active
FG00005500 | 11KV, 630A, 20KA/3 Sec VCB KIOSK | 8537.20.00 | 18 | 272000 | 320960 | 4 |  | Active
FG00005113 | 11kV 800A 26.3kA DRAWOUT VCB MODULE with SL VI width 600mm - 24 VDC - SCM 230V AC- VCB MODULE [For System House] | 8535.21.21 | 18 | 135000 | 159300 | 3 |  | Active
FG00005116 | 66kV Indoor Control & Relay Panel [CRP] for Single Feeder Protection (110V DC 1-bus) as per GETCO Spec | 8537.20.00 | 18 | 185000 | 218300 | 1 |  | Active
FG00005117 | 66kV Indoor Control & Relay Panel [CRP] - Client END (110V DC 1-bus) as per GETCO Spec | 8537.20.00 | 18 | 320000 | 377600 | 1 |  | Active
FG00005827 | 12KV 1250A 25KA/3 SEC INDOOR VCB PANEL-OUTGOING (FEEDER) WITHOUT ADAPTER (GETCO SOLAR)- New Rev.06 Spec | 8537.20.00 | 18 | 799000 | 942820 | 1 |  | Active
FG00005664 | 12KV 1250A 25KA/3 SEC INDOOR VCB PANEL-OUTGOING (FEEDER) WITH ADAPTER (GETCO SOLAR)- New Rev.06 Spec | 8537.20.00 | 18 | 840000 | 991200 | 2 |  | Active
FG00006055 | 12KV 630A OD VCB with all protection | 8537.20.00 | 18 | 275000 | 324500 | 12 |  | Active
FG00005045 | 66kV Indoor Control & Relay Panel [CRP] for Single Feeder Protection (110V DC 1-bus) as per GETCO Spec | 8537.20.00 | 18 | 210000 | 247800 | 1 |  | Active
FG00006062 | 33kV 2500A 31.5kA FIXED VCB trolley - Breaker Only [For CPRI] | 8535.21.21 | 18 | 329258 | 388524.44 | 1 |  | Active
FG00005748 | 12KV 630A 20KA OUTDOOR VCB KIOSK as per JdVVNL - [Kusum Solar] | 8537.20.00 | 18 | 270000 | 318600 | 2 |  | Active
FG00005749 | 12KV, 630A, 20KA OUTDOOR FIXED VCB KIOSK WITH TP RELAY AS PER JdVVNL - [RJ solar Project] | 8537.20.00 | 18 | 290000 | 342200 | 2 |  | Active
FG00005857 | 12KV 1250A 25KA/3 SEC INDOOR VCB PANEL-OUTGOING (FEEDER) WITHOUT ADAPTER (GETCO SOLAR)- New Rev.06 Spec | 8537.20.00 | 18 | 770000 | 908600 | 1 |  | Active
FG00005955 | 12KV 1250A 25KA/3 SEC INDOOR VCB PANEL-OUTGOING (FEEDER) WITH ADAPTER (GETCO SOLAR)- New Rev.06 Spec | 8537.20.00 | 18 | 860000 | 1014800 | 1 |  | Active
FG00005535 | 12KV 1250A 25KA/3 SEC INDOOR VCB PANEL-OUTGOING (FEEDER) WITHOUT ADAPTER (GETCO SOLAR)- New Rev.06 Spec | 8537.20.00 | 18 | 715000 | 843700 | 1 |  | Active
FG00005610 | 11 KV 350 MVA Indoor VCB Panel-Outgoing | 8537.20.00 | 18 | 350000 | 413000 | 2 |  | Active
FG00005986 | 11kV 1250A 26.3kA DRAWOUT VCB trolley with SL VI width 600mm 110 VDC SCM 240V AC - Breaker Only [For System House] | 8535.21.21 | 18 | 110000 | 129800 | 2 |  | Active
FG00005125 | 11kV 800Amp 26.3kA DRAWOUT VCB trolley with SL VI width 600mm - 24 VDC - SCM 240V AC- Breaker Only [For System House] | 8535.21.21 | 18 | 90000 | 106200 | 4 |  | Active
FG00005272 | 11kV 630 Amp Outdoor VCB Kiosk | 8537.20.00 | 18 | 266000 | 313880 | 12 |  | Active
FG00005484 | 11kV 800Amp 26.3kA DRAWOUT VCB trolley with SL VI width 600mm - 110 VDC - SCM 230V AC- Breaker Only [For System House] | 8535.21.21 | 18 | 94000 | 110920 | 5 |  | Active
FG00005587 | 11kV 800Amp 26.3kA DRAWOUT VCB trolley with SL VI width 600mm - 110 VDC - SCM 230V AC- Breaker Only [For System House] | 8535.21.21 | 18 | 91500 | 107970 | 5 |  | Active
FG00005586 | 11kV 800Amp 26.3kA DRAWOUT VCB trolley with SL VI width 600mm - 110 VDC - SCM 230V AC- Breaker Only [For System House] | 8535.21.21 | 18 | 91500 | 107970 | 5 |  | Active
FG00005585 | 11kV 800Amp 26.3kA DRAWOUT VCB trolley with SL VI width 600mm - 110 VDC - SCM 230V AC- Breaker Only [For System House] | 8535.21.21 | 18 | 91500 | 107970 | 5 |  | Active
FG00005325 | 11KV 1250A 25KA INDOOR VCB PANEL - 9 Panel Board (2IC+6OG+1BC) WITH ADAPTER | 8537.20.00 | 18 | 5645148.81 | 6661275.6 | 1 |  | Active
FG00005442 | 11KV 1250A INDOOR VCB PANEL - INCOMER WITHOUT ADAPTER (GETCO) | 8537.20.00 | 18 | 0 | 0 | 2 |  | Active
FG00005413 | 11KV 1250A INDOOR VCB PANEL - OUTGOING WITH ADAPTER COSTING (GETCO) | 8537.20.00 | 18 | 0 | 0 | 2 |  | Active
FG00005419 | 11KV 1250A INDOOR VCB PANEL - OUTGOING WITHOUT ADAPTER COSTING (GETCO) | 8537.20.00 | 18 | 0 | 0 | 4 |  | Active
FG00005420 | 11KV 1600A INDOOR VCB PANEL - BUSCOUPLER WITHOUT ADAPTER (GETCO) | 8537.20.00 | 18 | 0 | 0 | 1 |  | Active
FG00005331 | 11KV 1600A 25KA INDOOR VCB PANEL - BUS COUPLER WITH ADAPTER | 8537.20.00 | 18 | 1042025 | 1229589.5 | 6 |  | Active
FG00005782 | 12KV 1250A 25KA/3 SEC INDOOR VCB PANEL-OUTGOING (FEEDER) WITH ADAPTER (GETCO SOLAR)- New Rev.06 Spec | 8537.20.00 | 18 | 780000 | 920400 | 1 |  | Active
FG00005562 | 12KV 1250A 25KA/3 SEC INDOOR VCB PANEL-OUTGOING (FEEDER) WITH ADAPTER (GETCO SOLAR)- New Rev.06 Spec | 8537.20.00 | 18 | 767500 | 905650 | 1 |  | Active
FG00005563 | 12KV 1250A 25KA/3 SEC INDOOR VCB PANEL-OUTGOING (FEEDER) WITH ADAPTER (GETCO SOLAR)- New Rev.06 Spec | 8537.20.00 | 18 | 767500 | 905650 | 1 |  | Active
FG00005721 | 12KV 1250A 25KA/3 SEC INDOOR VCB PANEL-OUTGOING (FEEDER) WITH ADAPTER (GETCO SOLAR)- New Rev.06 Spec | 8537.20.00 | 18 | 840000 | 991200 | 1 |  | Active
FG00005964 | 12KV 1250A 25KA/3 SEC INDOOR VCB PANEL-OUTGOING (FEEDER) WITH ADAPTER (GETCO SOLAR)- New Rev.06 Spec | 8537.20.00 | 18 | 825000 | 973500 | 1 |  | Active
FG00005887 | 12KV 1250A 25KA/3 SEC INDOOR VCB PANEL-OUTGOING (FEEDER) WITHOUT ADAPTER (GETCO SOLAR)- New Rev.06 Spec | 8537.20.00 | 18 | 770000 | 908600 | 1 |  | Active
FG00006002 | 11KV, 630A, OUTDOOR TYPE FIXED VCB KIOSK | 8537.20.00 | 18 | 285000 | 336300 | 2 |  | Active
FG00005999 | 11KV, 630A, OUTDOOR TYPE FIXED VCB KIOSK | 8537.20.00 | 18 | 285000 | 336300 | 3 |  | Active
FG00005870 | 12KV OUTDOOR VCB KIOSK | 8537.20.00 | 18 | 275000 | 324500 | 1 |  | Active
FG00005963 | 11KV OUTDOOR VCB KIOSK WITH TRAFO RELAY | 8537.20.00 | 18 | 297000 | 350460 | 3 |  | Active
FG00006051 | 11kV VCB Kiosk without TRAFO | 8537.20.00 | 18 | 282000 | 332760 | 9 |  | Active
FG00005872 | 33KV OUTDOOR VCB KIOSK | 8537.20.00 | 18 | 750000 | 885000 | 1 |  | Active
FG00006004 | 33KV, 800A, OUTDOOR TYPE FIXED VCB KIOSK | 8537.20.00 | 18 | 765000 | 902700 | 1 |  | Active
FG00005750 | 36kV, 800A, 26.3kA Outdoor VCB Kiosk as per JdVVNL (Kusum Solar) | 8537.20.00 | 18 | 700000 | 826000 | 1 |  | Active
FG00004333 | 11KV, 630A, 20KA OUTDOOR FIXED VCB KIOSK WITHOUT TP RELAY - [RJ state UC Project] | 8537.20.00 | 18 | 285000 | 336300 | 1 |  | Active
FG00004748 | 11KV OUTDOOR VCB KIOSK WITHOUT TRANSFORMER PROTECTION | 8537.20.00 | 18 | 285000 | 336300 | 1 |  | Active
FG00005526 | 33KV KIOSK VCB PANEL | 8537.20.00 | 18 | 750000 | 885000 | 1 |  | Active
FG00005318 | 12KV 1250A 25KA/3 SEC INDOOR VCB PANEL-OUTGOING (FEEDER) WITHOUT ADAPTER (GETCO SOLAR)- New Rev.06 Spec | 8537.20.00 | 18 | 712000 | 840160 | 2 |  | Active
FG00005915 | 12KV 1250A 25KA/3 SEC INDOOR VCB PANEL-OUTGOING (FEEDER) WITH ADAPTER (GETCO SOLAR)- New Rev.06 Spec | 8537.20.00 | 18 | 870000 | 1026600 | 1 |  | Active
FG00005770 | 12KV 1250A 25KA/3 SEC INDOOR VCB PANEL-OUTGOING (FEEDER) WITH ADAPTER (GETCO SOLAR)- New Rev.06 Spec | 8537.20.00 | 18 | 840000 | 991200 | 1 |  | Active
FG00005611 | 12KV 1250A 25KA/3 SEC INDOOR VCB PANEL-OUTGOING (FEEDER) WITH ADAPTER (GETCO SOLAR)- New Rev.06 Spec | 8537.20.00 | 18 | 820000 | 967600 | 1 |  | Active
FG00005751 | 12KV 1250A 25KA/3 SEC INDOOR VCB PANEL-OUTGOING (FEEDER) WITH ADAPTER (GETCO SOLAR)- New Rev.06 Spec | 8537.20.00 | 18 | 850000 | 1003000 | 2 |  | Active
FG00005722 | 36kV 800A 26.3kA Fixed type outdoor VCB Kiosk - [RJ State Solar Industry Project] | 8537.20.00 | 18 | 750000 | 885000 | 1 |  | Active
FG00005723 | 12KV 630A 20KA OUTDOOR FIXED VCB KIOSK - [RJ State Solar Industry Project] | 8537.20.00 | 18 | 292000 | 344560 | 2 |  | Active
FG00006074 | 11KV, 800A, OUTDOOR TYPE STAND ALONE PANEL VCB KIOSK (for PVVNL) | 8537.20.00 | 18 | 375000 | 442500 | 1 |  | Active
FG00005124 | 11KV OUTDOOR VCB KIOSK COMPLETE WITH ACCESSORIES(As per RDSS Spect) | 8537.20.00 | 18 | 265000 | 312700 | 12 |  | Active
FG00005448 | 11KV, 630A, 20KA FIXED TYPE OUTDOOR VCB KIOSK | 8537.20.00 | 18 | 285000 | 336300 | 1 |  | Active
FG00005447 | 11KV, 630A, 20KA FIXED TYPE OUTDOOR VCB KIOSK WITH TP RELAY | 8537.20.00 | 18 | 295000 | 348100 | 1 |  | Active
SER0000008 | Service Charges for Servicing/Repairing/Troubleshooting/Replacement of Spare parts |  | 18 | 15300 | 18054 | 1 |  | Active
FG00005779 | 12KV 1250A 25KA/3 SEC INDOOR VCB PANEL-OUTGOING (FEEDER) WITH ADAPTER (GETCO SOLAR)- New Rev.06 Spec | 8537.20.00 | 18 | 780000 | 920400 | 1 |  | Active
FG00004811 | 36kV, 800A, FIXED TYPE OUTDOOR VCB KIOSK (AVVNL) | 8537.20.00 | 18 | 754982.56 | 890879.42 | 1 |  | Active
FG00006009 | 11kV 800Amp 26.3kA DRAWOUT VCB trolley with SL VI width 600mm - 110 VDC - SCM 230V AC- Breaker Only [For System House] | 8535.21.21 | 18 | 96500 | 113870 | 5 |  | Active
FG00005961 | 33KV OUTDOOR VCB KIOSK | 8537.20.00 | 18 | 770000 | 908600 | 3 |  | Active
FG00005578 | 11kV 800Amp 26.3kA DRAWOUT VCB trolley with SL VI width 600mm - 110 VDC - SCM 230V AC- Breaker Only [For System House] | 8535.21.21 | 18 | 91500 | 107970 | 1 |  | Active
FG00005828 | 12KV 1250A 25KA/3 SEC INDOOR VCB PANEL-OUTGOING (FEEDER) WITH ADAPTER (GETCO SOLAR)- New Rev.06 Spec | 8537.20.00 | 18 | 840000 | 991200 | 1 |  | Active
FG00005115 | 12KV 1250A 25KA/3 SEC INDOOR VCB PANEL-OUTGOING (FEEDER) WITH ADAPTER (GETCO SOLAR)- New Rev.06 Spec | 8537.20.00 | 18 | 815000 | 961700 | 1 |  | Active
FG00004904 | 11KV, 630A, 20KA OUTDOOR FIXED VCB KIOSK WITH TRAFO RELAY | 8537.20.00 | 18 | 305000 | 359900 | 1 |  | Active
FG00004903 | 11KV, 630A, 20KA OUTDOOR FIXED VCB KIOSK | 8537.20.00 | 18 | 282000 | 332760 | 1 |  | Active
FG00005073 | 12KV 630A 20KA OUTDOOR FIXED VCB KIOSK - [RJ State Solar Industry Project] | 8537.20.00 | 18 | 295000 | 348100 | 1 |  | Active
FG00005988 | 12KV 630A 20KA OUTDOOR FIXED VCB KIOSK - [RJ State Solar Industry Project] | 8537.20.00 | 18 | 295000 | 348100 | 1 |  | Active
FG00005649 | 12KV 630A 20KA OUTDOOR FIXED VCB KIOSK - [RJ State Solar Industry Project] | 8537.20.00 | 18 | 295000 | 348100 | 1 |  | Active
FG00005763 | 12KV 630A 20KA OUTDOOR FIXED VCB KIOSK - [RJ State Solar Industry Project] | 8537.20.00 | 18 | 295000 | 348100 | 1 |  | Active
FG00005979 | 12KV 1250A 25KA/3 SEC INDOOR VCB PANEL-OUTGOING (FEEDER) WITH ADAPTER (GETCO SOLAR)- New Rev.06 Spec | 8537.20.00 | 18 | 870000 | 1026600 | 1 |  | Active
FG00005952 | 12KV 1250A 25KA/3 SEC INDOOR VCB PANEL-OUTGOING (FEEDER) WITHOUT ADAPTER (GETCO SOLAR)- New Rev.06 Spec | 8537.20.00 | 18 | 860000 | 1014800 | 1 |  | Active
FG00004993 | 33KV VCB PANEL OUTGOING - COSTING | 8537.20.00 | 18 | 0 | 0 | 1 |  | Active
FG00004991 | 33KV VCB PANEL INCOMER - COSTING | 8537.20.00 | 18 | 0 | 0 | 2 |  | Active
FG00004996 | 33KV VCB PANEL BUS-PT - COSTING | 8537.20.00 | 18 | 0 | 0 | 1 |  | Active
FG00004990 | 33KV, 1250A, INDOOR VCB 4-PANEL BOARD (2xIC + 1xBUS PT + 1OG) | 8537.20.00 | 18 | 2862000 | 3377160 | 1 |  | Active
FG00005842 | 11kV 800Amp 26.3kA DRAWOUT VCB trolley with SL VI with CASTLE LOCK - 110 VDC - SCM 230V AC- Breaker Only [For System House] | 8535.21.21 | 18 | 102000 | 120360 | 10 |  | Active
FG00005826 | 33kV 1250Amp 26.3kA DRAWOUT VCB trolley with Castle Lock, SL VI - 110 VDC - SCM 230V AC- Breaker Only [For System House] | 8535.21.21 | 18 | 220000 | 259600 | 4 |  | Active
FG00006041 | 33kV 1250Amp 26.3kA DRAWOUT VCB trolley with Castle Lock, SL VI - 110 VDC - SCM 230V AC- Breaker Only [For System House] | 8535.21.21 | 18 | 220000 | 259600 | 2 |  | Active
FG00005482 | 12KV 1250A 25KA/3 SEC INDOOR VCB PANEL-OUTGOING (FEEDER) WITHOUT ADAPTER (GETCO SOLAR)- New Rev.06 Spec | 8537.20.00 | 18 | 730000 | 861400 | 2 |  | Active
FG00006053 | 12KV 1250A 25KA/3 SEC INDOOR VCB PANEL-OUTGOING (FEEDER) WITH ADAPTER (GETCO SOLAR)- New Rev.06 Spec | 8537.20.00 | 18 | 889000 | 1049020 | 1 |  | Active
FG00005715 | 12KV 1250A 25KA/3 SEC INDOOR VCB PANEL-OUTGOING (FEEDER) WITH ADAPTER (GETCO SOLAR)- New Rev.06 Spec | 8537.20.00 | 18 | 845000 | 997100 | 1 |  | Active
FG00004731 | 11kV, 630A, FIXED TYPE OUTDOOR VCB KIOSK | 8537.20.00 | 18 | 280000 | 330400 | 1 |  | Active
FG00005947 | 12KV 1250A 25KA/3 SEC INDOOR VCB PANEL-OUTGOING (FEEDER) WITHOUT ADAPTER (GETCO SOLAR)- New Rev.06 Spec | 8537.20.00 | 18 | 740000 | 873200 | 1 |  | Active
FG00005948 | 12KV 1250A 25KA/3 SEC INDOOR VCB PANEL-OUTGOING (FEEDER) WITHOUT ADAPTER (GETCO SOLAR)- New Rev.06 Spec | 8537.20.00 | 18 | 740000 | 873200 | 1 |  | Active
FG00005682 | 11kV 630 A Outdoor VCB Kiosk | 8537.20.00 | 18 | 270000 | 318600 | 10 |  | Active
FG00005933 | 12KV 1250A 25KA/3 SEC INDOOR VCB PANEL-OUTGOING (FEEDER) WITH ADAPTER (GETCO SOLAR)- New Rev.06 Spec | 8537.20.00 | 18 | 880000 | 1038400 | 1 |  | Active
FG00004955 | 12KV 1250A 25KA/3 SEC INDOOR VCB PANEL-OUTGOING (FEEDER) WITH ADAPTER (GETCO SOLAR)- New Rev.06 Spec | 8537.20.00 | 18 | 800000 | 944000 | 2 |  | Active
FG00005063 | 11kV 630A 18.4kA Indoor VCB 4 Panel board [IAC 0.1 Sec] - 4 Panel Board [1 I/C + 3 O/G] - CU Bus-bar | 8537.20.00 | 18 | 1480000 | 1746400 | 1 |  | Active
FG00004440 | 11kV 800A 26.3kA DRAWOUT VCB trolley with SL VI width 600mm 24 VDC SCM 230V AC - Breaker Only [For System House] | 8535.21.21 | 18 | 100000 | 118000 | 3 |  | Active
FG00002949 | 11KV VCB KIOSK | 8537.20.00 | 18 | 274000 | 323320 | 1 |  | Active
FG00005886 | 12KV 1250A 25KA/3 SEC INDOOR VCB PANEL-OUTGOING (FEEDER) WITHOUT ADAPTER (GETCO SOLAR)- New Rev.06 Spec | 8537.20.00 | 18 | 799000 | 942820 | 1 |  | Active
FG00005841 | 12KV 1250A 25KA/3 SEC INDOOR VCB PANEL-OUTGOING (FEEDER) WITH ADAPTER (GETCO SOLAR)- New Rev.06 Spec | 8537.20.00 | 18 | 890000 | 1050200 | 1 |  | Active
FG00005888 | 12KV 1250A 25KA/3 SEC INDOOR VCB PANEL-OUTGOING (FEEDER) WITH ADAPTER (GETCO SOLAR)- New Rev.06 Spec | 8537.20.00 | 18 | 890000 | 1050200 | 1 |  | Active
FG00005957 | 12KV 1250A 25KA/3 SEC INDOOR VCB PANEL-OUTGOING (FEEDER) WITH ADAPTER (GETCO SOLAR)- New Rev.06 Spec | 8537.20.00 | 18 | 860000 | 1014800 | 1 |  | Active
FG00005956 | 12KV 1250A 25KA/3 SEC INDOOR VCB PANEL-OUTGOING (FEEDER) WITHOUT ADAPTER (GETCO SOLAR)- New Rev.06 Spec | 8537.20.00 | 18 | 760000 | 896800 | 1 |  | Active
FG00005783 | 12KV 1250A 25KA/3 SEC INDOOR VCB PANEL-OUTGOING (FEEDER) WITH ADAPTER (GETCO SOLAR)- New Rev.06 Spec | 8537.20.00 | 18 | 850000 | 1003000 | 1 |  | Active
FG00006057 | 12KV 1250A 25KA/3 SEC INDOOR VCB PANEL-OUTGOING (FEEDER) WITHOUT ADAPTER (GETCO SOLAR)- New Rev.06 Spec | 8537.20.00 | 18 | 780000 | 920400 | 1 |  | Active
FG00005965 | 12KV 1250A 25KA/3 SEC INDOOR VCB PANEL-OUTGOING (FEEDER) WITHOUT ADAPTER (GETCO SOLAR)- New Rev.06 Spec | 8537.20.00 | 18 | 791000 | 933380 | 1 |  | Active
FG00002225 | 11KV OUTDOOR VCB KIOSK | 8535.21.11 | 18 | 269575 | 318098.5 | 12 |  | Active
FG00005099 | 12KV 1250A 25KA/3 SEC INDOOR VCB PANEL-OUTGOING (FEEDER) WITH ADAPTER (GETCO SOLAR)- New Rev.06 Spec | 8537.20.00 | 18 | 785000 | 926300 | 1 |  | Active
FG00005927 | 33KV 630A OUTDOOR VCB KIOSK | 8537.20.00 | 18 | 735000 | 867300 | 1 |  | Active
FG00005924 | 33KV 630A VCB KIOSK WITH TP RELAY Function | 8537.20.00 | 18 | 760000 | 896800 | 1 |  | Active
FG00005922 | 11KV, 630A Outdoor VCB Kiosk with TP relay Functions | 8537.20.00 | 18 | 295000 | 348100 | 1 |  | Active
FG00005923 | 11kV 630 A Outdoor VCB Kiosk | 8537.20.00 | 18 | 285000 | 336300 | 1 |  | Active
FG00005284 | 11KV, 630A, 25KA VCB TROLLEY | 8535.21.21 | 18 | 375605 | 443213.9 | 2 |  | Active
FG00000363 | 12KV , 630 AMP 26.3KA FOR 3 SEC INDOOR VCB TROLLEY- OUTGOING | 8538.90.00 | 18 | 375605 | 443213.9 | 1 |  | Active
FG00003644 | 12kv, 630Amps OG VCB Trolley – after 2021 model | 8538.90.00 | 18 | 375605 | 443213.9 | 1 |  | Active
FG00005735 | 12KV OUTDOOR VCB KIOSK | 8537.20.00 | 18 | 278000 | 328040 | 12 |  | Active
FG00005457 | 12KV, 630A OUTDOOR FIXED VCB KIOSK (JVVNL) | 8537.20.00 | 18 | 270000 | 318600 | 11 |  | Active
FG00005733 | 12KV OUTDOOR VCB KIOSK | 8537.20.00 | 18 | 278000 | 328040 | 12 |  | Active
FG00005330 | 11KV 1250A 25KA INDOOR VCB PANEL - FEEDER WITH ADAPTER | 8537.20.00 | 18 | 651150.51 | 768357.6 | 7 |  | Active
FG00005329 | 11KV 1250A 25KA INDOOR VCB PANEL - INCOMER WITH ADAPTER | 8537.20.00 | 18 | 755390 | 891360.2 | 5 |  | Active
FG00005328 | 11KV 1600A 25KA INDOOR VCB PANEL - INCOMER WITH ADAPTER | 8537.20.00 | 18 | 881655 | 1040352.9 | 4 |  | Active
FG00004886 | 33kV 800A 26.3kA/3 Sec IAC 1.0 Sec Outdoor VCB Panel - ICOG - AL Bus-bar [ACME] | 8537.20.00 | 18 | 875000 | 1032500 | 5 |  | Active
FG00004893 | Spares for 33kV ICOG [As per PO] - ACME | 8537.20.00 | 18 | 825000 | 973500 | 1 |  | Active
FG00005683 | 11kV 630 A Outdoor VCB Kiosk | 8537.20.00 | 18 | 270000 | 318600 | 12 |  | Active
FG00005755 | 12KV 1250A 25KA/3 SEC INDOOR VCB PANEL-OUTGOING (FEEDER) WITH ADAPTER (GETCO SOLAR)- New Rev.06 Spec | 8537.20.00 | 18 | 850000 | 1003000 | 1 |  | Active
FG00006112 | 11KV, 630A OUTDOOR VCB KIOSK | 8537.20.00 | 18 | 300000 | 354000 | 2 |  | Active
FG00006120 | 11kV 630 A Outdoor VCB Kiosk | 8537.20.00 | 18 | 300000 | 354000 | 2 |  | Active
FG00006040 | 11KV OUTDOOR VCB KIOSK | 8537.20.00 | 18 | 300000 | 354000 | 3 |  | Active
FG00006070 | 12KV 1250A 25KA/3 SEC INDOOR VCB PANEL-OUTGOING (FEEDER) WITH ADAPTER (GETCO SOLAR)- New Rev.06 Spec | 8537.20.00 | 18 | 884000 | 1043120 | 1 |  | Active
FG00006026 | 12KV 1250A 25KA/3 SEC INDOOR VCB PANEL-OUTGOING (FEEDER) WITH ADAPTER (GETCO SOLAR)- New Rev.06 Spec | 8537.20.00 | 18 | 900000 | 1062000 | 1 |  | Active
FG00005618 | 11kV 630Amp 20kA FIXED VCB trolley with SL VI - 110 VDC - SCM 230V AC- Breaker Only [For System House] | 8535.21.21 | 18 | 81000 | 95580 | 5 |  | Active
FG00005617 | 11kV 630Amp 20kA FIXED VCB trolley with SL VI - 110 VDC - SCM 230V AC- Breaker Only [For System House] | 8535.21.21 | 18 | 81000 | 95580 | 5 |  | Active
FG00005943 | 12KV 1250A 25KA/3 SEC INDOOR VCB PANEL-OUTGOING (FEEDER) WITH ADAPTER (GETCO SOLAR)- New Rev.06 Spec | 8537.20.00 | 18 | 870000 | 1026600 | 1 |  | Active
FG00005326 | 11KV 1250A 25KA INDOOR VCB PANEL - 8 Panel Board (1IC+6OG+1BC) WITH ADAPTER | 8537.20.00 | 18 | 5384885 | 6354164.3 | 1 |  | Active
FG00005867 | 12KV 1250A 25KA/3 SEC INDOOR VCB PANEL-OUTGOING (FEEDER) WITH ADAPTER (GETCO SOLAR)- New Rev.06 Spec | 8537.20.00 | 18 | 850000 | 1003000 | 1 |  | Active
FG00005084 | 36KV INDOOR VCB PANEL - TRANSFORMER TYPE | 8537.20.00 | 18 | 834786.52 | 985048.09 | 1 |  | Active
FG00005085 | 36KV INDOOR VCB PANEL - FEEDER TYPE | 8537.20.00 | 18 | 895996.86 | 1057276.29 | 4 |  | Active
FG00005705 | 11KV, 630A, OUTDOOR VCB KIOSK COMPLETE WITH ACCESSORIES | 8537.20.00 | 18 | 275000 | 324500 | 10 |  | Active
FG00006013 | 12KV 1250A 25KA/3 SEC INDOOR VCB PANEL-OUTGOING (FEEDER) WITHOUT ADAPTER (GETCO SOLAR)- New Rev.06 Spec | 8537.20.00 | 18 | 750000 | 885000 | 1 |  | Active
FG00006039 | 12KV 1250A 25KA/3 SEC INDOOR VCB PANEL-OUTGOING (FEEDER) WITHOUT ADAPTER (GETCO SOLAR)- New Rev.06 Spec | 8537.20.00 | 18 | 799000 | 942820 | 1 |  | Active
FG00005829 | 12KV 1250A 25KA/3 SEC INDOOR VCB PANEL-OUTGOING (FEEDER) WITH ADAPTER (GETCO SOLAR)- New Rev.06 Spec | 8537.20.00 | 18 | 840000 | 991200 | 1 |  | Active
FG00002353 | 33KV VCB 400A 1500MVA ICOG Indoor Panel | 8537.20.00 | 18 | 1997531.36 | 2357087 | 2 |  | Active
FG00005277 | 11kV 630 Amp Outdoor VCB Kiosk | 8537.20.00 | 18 | 280000 | 330400 | 15 |  | Active
FG00002349 | 11KV VCB 10 Panel Switchgear, 350 MVA | 8537.20.00 | 18 | 9084497.48 | 10719707.03 | 1 |  | Active
FG00002396 | CAPACITOR-11KV,400A VCB 10 Panel Board, 350 MVA-TATA | 8537.20.00 | 18 | 0 | 0 | 1 |  | Active
FG00002395 | BUSCOUPLER-11KV,1250A VCB 10 Panel Board, 350 MVA-TATA | 8537.20.00 | 18 | 0 | 0 | 1 |  | Active
FG00002394 | OUTGOING-11KV,400A VCB 10 Panel Board, 350 MVA-TATA | 8537.20.00 | 18 | 0 | 0 | 7 |  | Active
FG00002393 | INCOMER-11KV,1250A VCB 10 Panel Board, 350 MVA-TATA | 8537.20.00 | 18 | 0 | 0 | 1 |  | Active
FG00002407 | SPARE ITEM FOR TATA BEST | 8537.20.00 | 18 | 0 | 0 | 1 |  | Active
FG00005054 | 12KV 630A OUTDOOR VCB KIOSK Panel | 8537.20.00 | 18 | 280000 | 330400 | 4 |  | Active
FG00005087 | 12 kV 630A Indoor VCB panel-Outgoing | 8537.20.00 | 18 | 322117.24 | 380098.34 | 8 |  | Active
FG00005086 | 12 kV 630A Indoor VCB Panel-Incoming | 8537.20.00 | 18 | 388291.92 | 458184.47 | 4 |  | Active
FG00002365 | CAPACITOR-11KV,400A VCB 9 Panel Board, 350 MVA-TATA | 8537.20.00 | 18 | 0 | 0 | 1 |  | Active
FG00002346 | 11KV VCB 9 Panel Switchgear, 350 MVA | 8537.20.00 | 18 | 8459838.72 | 9982609.69 | 1 |  | Active
FG00002364 | BUSCOUPLER-11KV,1250A VCB 9 Panel Board, 350 MVA-TATA | 8537.20.00 | 18 | 0 | 0 | 1 |  | Active
FG00002363 | OUTGOING-11KV,400A VCB 9 Panel Board, 350 MVA-TATA | 8537.20.00 | 18 | 0 | 0 | 6 |  | Active
FG00002406 | SPARE ITEM FOR TATA BEST | 8537.20.00 | 18 | 0 | 0 | 1 |  | Active
FG00002362 | INCOMER-11KV,1250A VCB 9 Panel Board, 350 MVA-TATA | 8537.20.00 | 18 | 0 | 0 | 1 |  | Active
FG00005809 | 12KV 1250A 25KA/3 SEC INDOOR VCB PANEL-OUTGOING (FEEDER) WITH ADAPTER (GETCO SOLAR)- New Rev.06 Spec | 8537.20.00 | 18 | 870000 | 1026600 | 1 |  | Active
FG00005808 | 12KV 1250A 25KA/3 SEC INDOOR VCB PANEL-OUTGOING (FEEDER) WITHOUT ADAPTER (GETCO SOLAR)- New Rev.06 Spec | 8537.20.00 | 18 | 770000 | 908600 | 1 |  | Active
FG00005756 | 12KV 1250A 25KA/3 SEC INDOOR VCB PANEL-OUTGOING (FEEDER) WITHOUT ADAPTER (GETCO SOLAR)- New Rev.06 Spec | 8537.20.00 | 18 | 750000 | 885000 | 1 |  | Active
FG00005831 | 12KV 1250A 25KA/3 SEC INDOOR VCB PANEL-OUTGOING (FEEDER) WITH ADAPTER (GETCO SOLAR)- New Rev.06 Spec | 8537.20.00 | 18 | 899000 | 1060820 | 1 |  | Active
FG00005652 | 12KV 1250A 25KA/3 SEC INDOOR VCB PANEL-OUTGOING (FEEDER) WITH ADAPTER (GETCO SOLAR)- New Rev.06 Spec | 8537.20.00 | 18 | 830000 | 979400 | 1 |  | Active
FG00006081 | 11KV, 630A, OUTDOOR VCB KIOSK COMPLETE WITH ACCESSORIES | 8537.20.00 | 18 | 270000 | 318600 | 12 |  | Active
FG00005824 | 12KV 1250A 25KA/3 SEC INDOOR VCB PANEL-OUTGOING (FEEDER) WITH ADAPTER (GETCO SOLAR)- New Rev.06 Spec | 8537.20.00 | 18 | 860000 | 1014800 | 1 |  | Active
FG00006027 | 12KV 1250A 25KA/3 SEC INDOOR VCB PANEL-OUTGOING (FEEDER) WITH ADAPTER (GETCO SOLAR)- New Rev.06 Spec | 8537.20.00 | 18 | 870000 | 1026600 | 1 |  | Active
FG00005989 | 12KV 1250A 25KA/3 SEC INDOOR VCB PANEL-OUTGOING (FEEDER) WITH ADAPTER (GETCO SOLAR)- New Rev.06 Spec | 8537.20.00 | 18 | 899000 | 1060820 | 1 |  | Active
FG00006054 | 12KV 1250A 25KA/3 SEC INDOOR VCB PANEL-OUTGOING (FEEDER) WITH ADAPTER (GETCO SOLAR)- New Rev.06 Spec | 8537.20.00 | 18 | 870000 | 1026600 | 1 |  | Active
FG00006022 | 12KV 1250A 25KA/3 SEC INDOOR VCB PANEL-OUTGOING (FEEDER) WITHOUT ADAPTER (GETCO SOLAR)- New Rev.06 Spec | 8537.20.00 | 18 | 790000 | 932200 | 1 |  | Active
FG00006023 | 12KV 1250A 25KA/3 SEC INDOOR VCB PANEL-OUTGOING (FEEDER) WITHOUT ADAPTER (GETCO SOLAR)- New Rev.06 Spec | 8537.20.00 | 18 | 790000 | 932200 | 1 |  | Active
FG00006024 | 12KV 1250A 25KA/3 SEC INDOOR VCB PANEL-OUTGOING (FEEDER) WITHOUT ADAPTER (GETCO SOLAR)- New Rev.06 Spec | 8537.20.00 | 18 | 790000 | 932200 | 1 |  | Active
FG00005928 | 12KV 1250A 25KA/3 SEC INDOOR VCB PANEL-OUTGOING (FEEDER) WITH ADAPTER (GETCO SOLAR)- New Rev.06 Spec | 8537.20.00 | 18 | 899000 | 1060820 | 1 |  | Active
FG00005866 | 12KV 1250A 25KA/3 SEC INDOOR VCB PANEL-OUTGOING (FEEDER) WITH ADAPTER (GETCO SOLAR)- New Rev.06 Spec | 8537.20.00 | 18 | 850000 | 1003000 | 1 |  | Active
FG00005704 | 12KV OUTDOOR VCB KIOSK WITH COMPLETE ACCESSORIES | 8537.20.00 | 18 | 277000 | 326860 | 8 |  | Active
FG00005858 | 12KV 1250A 25KA/3 SEC INDOOR VCB PANEL-OUTGOING (FEEDER) WITH ADAPTER (GETCO SOLAR)- New Rev.06 Spec | 8537.20.00 | 18 | 850000 | 1003000 | 1 |  | Active
FG00005859 | 12KV 1250A 25KA/3 SEC INDOOR VCB PANEL-OUTGOING (FEEDER) WITHOUT ADAPTER (GETCO SOLAR)- New Rev.06 Spec | 8537.20.00 | 18 | 740000 | 873200 | 1 |  | Active
FG00005187 | 12KV, 630A OUTDOOR FIXED VCB KIOSK (JVVNL) | 8537.20.00 | 18 | 270000 | 318600 | 11 |  | Active
FG00006034 | 11kV 630 A Outdoor VCB Kiosk | 8537.20.00 | 18 | 300000 | 354000 | 12 |  | Active
FG00005512 | 11kV 630 Amp Outdoor VCB Kiosk | 8537.20.00 | 18 | 300000 | 354000 | 15 |  | Active
FG00004219 | 11kV INDOOR Bus-PT PANEL - BPT | 8537.20.00 | 18 | 220000 | 259600 | 1 |  | Active
FG00004218 | 12kV 800A 26.3kA IAC 0.1 Sec Indoor VCB Panel - Outgoing | 8537.20.00 | 18 | 530000 | 625400 | 6 |  | Active
FG00004217 | 12kV 2000A 26.3kA IAC 0.1 Sec Indoor VCB Panel with 1 no. CET & 1 no. BET - Incomer | 8537.20.00 | 18 | 710000 | 837800 | 1 |  | Active
FG00004229 | SPARES : OPERATING HANDLE | 8538.90.00 | 18 | 1202 | 1418.36 | 1 |  | Active
FG00004227 | SPARES : KVA METER | 8538.90.00 | 18 | 7000 | 8260 | 1 |  | Active
FG00004224 | SPARES : NUMERICAL OVER CURRENT EARTH FAULT RELAY [NPR] | 8538.90.00 | 18 | 90637 | 106951.66 | 1 |  | Active
FG00004220 | Spares : Complete set of vacuum interrupter [1 Set = 1 no.] | 8538.90.00 | 18 | 30000 | 35400 | 1 |  | Active
FG00004228 | SPARES : CURRENT TRANSFORMER [CT] - OUTGOING - CTR: 600-400-200/1-1A [1 SET = 3 NOS] | 8538.90.00 | 18 | 80000 | 94400 | 1 |  | Active
FG00004230 | SPARES : Indicating Lamp (100% of Used) | 8538.90.00 | 18 | 8794 | 10376.92 | 1 |  | Active
FG00004221 | SPARES : TRIPPING COIL | 8538.90.00 | 18 | 1161 | 1369.98 | 1 |  | Active
FG00004222 | SPARES : CLOSING COIL | 8538.90.00 | 18 | 1161 | 1369.98 | 1 |  | Active
FG00004223 | SPARES : SPRING CHARGING MOTOR | 8538.90.00 | 18 | 6439 | 7598.02 | 1 |  | Active
FG00004226 | SPARES : VOLTMETER | 8538.90.00 | 18 | 1738 | 2050.84 | 1 |  | Active
FG00004225 | SPARES : AMMETER | 8538.90.00 | 18 | 1868 | 2204.24 | 1 |  | Active
FG00005019 | Spares : Secure Make - MFM- RJ45 Port Module | 8537.20.00 | 18 | 4800 | 5664 | 8 |  | Active
FG00005017 | 33kV 1250A 25kA/3Sec Indoor VCB Panel with AL Busbar- SVG FEEDER [Shridhar] | 8537.20.00 | 18 | 745000 | 879100 | 2 |  | Active
FG00005382 | 11kV 800Amp 26.3kA FIXED VCB trolley with SL VI width 600mm - 110 VDC - SCM 230V AC- Breaker Only [For System House] | 8535.21.21 | 18 | 84000 | 99120 | 5 |  | Active
FG00005552 | 11kV 800Amp 26.3kA DRAWOUT VCB trolley with SL VI width 600mm - 110 VDC - SCM 230V AC- Breaker Only [For System House] | 8535.21.21 | 18 | 92000 | 108560 | 5 |  | Active
FG00005551 | 11kV 800Amp 26.3kA DRAWOUT VCB trolley with SL VI width 600mm - 110 VDC - SCM 230V AC- Breaker Only [For System House] | 8535.21.21 | 18 | 92000 | 108560 | 5 |  | Active
FG00004775 | 12 KV,1250 A,26.3 KA INDOOR OUTGOING VCB PANEL | 8537.20.00 | 18 | 398000 | 469640 | 6 |  | Active
FG00004776 | 12 KV,1250 A,26.3 KA INDOOR BUS COUPLER VCB PANEL | 8537.20.00 | 18 | 480000 | 566400 | 1 |  | Active
FG00004774 | 12 KV,1250 A,26.3 KA INDOOR INCOMER VCB PANEL | 8537.20.00 | 18 | 408000 | 481440 | 2 |  | Active
FG00005327 | 11KV 1250A 25KA INDOOR VCB PANEL - 7 Panel Board (1IC+6OG) WITH ADAPTER | 8537.20.00 | 18 | 4543535 | 5361371.3 | 1 |  | Active
FG00005016 | 33kV 1250A 25kA/3Sec Indoor VCB Panel with AL Busbar- WIND FEEDER [Shridhar] | 8537.20.00 | 18 | 736000 | 868480 | 1 |  | Active
FG00005018 | 33kV 1250A 25kA/3Sec Indoor VCB Panel with AL Busbar- AUX. TRAFO FEEDER [Shridhar] | 8537.20.00 | 18 | 785000 | 926300 | 1 |  | Active
FG00005422 | 11KV 1600A INDOOR VCB PANEL - INCOMER WITHOUT ADAPTER (GETCO) | 8537.20.00 | 18 | 0 | 0 | 1 |  | Active
FG00005324 | 11KV 1600A 25KA INDOOR VCB PANEL - 8 Panel Board (1IC+6OG+1BC) WITH ADAPTER | 8537.20.00 | 18 | 5483115 | 6470075.7 | 1 |  | Active
SER0000017 | Installation & Commissioning of 36 KV Outdoor VCB Kiosk with foundation |  | 18 | 21203.39 | 25020 | 3 |  | Active
SER0000018 | Installation & Commissioning of 36 KV Outdoor VCB Kiosk |  | 18 | 10601.7 | 12510.01 | 3 |  | Active
SER0000015 | Installation & Commissioning of 12KV Outdoor VCB Kiosk Without Foundation |  | 18 | 2364.41 | 2790 | 2 |  | Active
CT00001266 | Resin Cast CT in Scrap Condition | 8504.31.00 | 18 | 1190 | 1404.2 | 206 |  | Active
FAB0000002 | MS WASTE AND SCRAP | 7204.10.00 | 18 | 33.5 | 39.53 | 8990 |  | Active
FG00004012 | VCB Panel in Scrap Condition-GETCO | 8548.10.90 | 18 | 51000 | 60180 | 7 |  | Active
JOB0000009 | PT JUMPER ( PLATING AREA 10.5 SQ.IN/NO.(DRG.NO.S7325010405) | 8538.90.00 | 18 | 750 | 885 | 7 |  | Active
ASS0000161 | COPPER FLEXIBLE | 8538.90.00 | 18 | 2800 | 3304 | 16 |  | Active
JOB0000007 | BOTTOM TERMINAL (B PHASE) (ITEM-4) PLATING AREA 19 SQ.IN/NO (DRG.NO.SSDA1274) | 8538.90.00 | 18 | 2500 | 2950 | 5 |  | Active
JOB0000006 | BOTTOM TERMINAL (Y PHASE) (ITEM-3) PLATING AREA 19 SQ.IN/NO (DRG.NO.SSDA1274) | 8538.90.00 | 18 | 2500 | 2950 | 5 |  | Active
JOB0000005 | BOTTOM TERMINAL (R PHASE) (ITEM-2) PLATING AREA 19 SQ.IN/NO (DRG.NO.SSDA1274) | 8538.90.00 | 18 | 2500 | 2950 | 5 |  | Active
JOB0000008 | DROPPER ( PLATING AREA 32 SQ.IN/NO.(DRG.NO.S7325010402) | 8538.90.00 | 18 | 7000 | 8260 | 9 |  | Active
KIT0019175 | HARDWARE KIT FOR KIOSK (CCD) | 8538.90.00 | 18 | 8500 | 10030 | 1 |  | Active
E000000251 | SPRING CHARGING MOTOR_80W_220V AC/DC_UNIVERSAL TYPE_SHASHWATI | 8538.90.00 | 18 | 14762 | 17419.16 | 1 |  | Active
E000000001 | CLOSING /TRIPPING COIL-110V DC-250W_RABCO | 8538.90.00 | 18 | 5246 | 6190.28 | 3 |  | Active
REL0000015 | NUMERICAL PROT RELAY_NDO_110V DC-WITH COMM_STELMEC-SLR140 | 8538.90.00 | 18 | 40819 | 48166.42 | 1 |  | Active
CCD0000212 | Roof Bushing Assembly Of 11Kv Outdoor kiosk | 8538.90.00 | 18 | 33443 | 39462.74 | 4 |  | Active
ASS0000193 | OPERATING MECHANISM WITH 2 COIL SHAFT (SPRING WIRE DIA FOR 20KA:- 6 TO 6.3MM) | 8538.90.00 | 18 | 44869 | 52945.42 | 4 |  | Active
CCD0000146 | Pole Assembly for Outdoor Kiosk-12KV | 8538.90.00 | 18 | 72265 | 85272.7 | 4 |  | Active
PT00000062 | PTR-11KV/V3/110V/V3-CORE1_0.5-100VA_1-PHASE_ECS | 8538.90.00 | 18 | 30939 | 36508.02 | 3 |  | Active
E000000639 | AUXILARY SWITCH FOR BREAKER_8NO+8NC_32A_MURGAN | 8538.90.00 | 18 | 5627 | 6639.86 | 1 |  | Active
E000000631 | 12KV VACCUM INTERRUPTER_26.3KA_1250A_TD3142YD | 8538.90.00 | 18 | 43784 | 51665.12 | 3 |  | Active
JOB0003207 | INTERPANEL CONNECTION BUSBAR FOR BR TO OG-CCD | 8538.90.00 | 18 | 31344 | 36985.92 | 6 |  | Active
JOB0003208 | INTERPANEL CONNECTION BUSBAR FOR BR TO OG-CCD | 8538.90.00 | 18 | 31344 | 36985.92 | 3 |  | Active
ASS0000501 | SHROUDS FOR POLE TERMINAL SUITABLE FOR 80X16 | 8538.90.00 | 18 | 2000 | 2360 | 6 |  | Active
E000000637 | AUXILARY SWITCH FOR BREAKER_6NO+6NC_32A_MURGAN | 8538.90.00 | 18 | 3295 | 3888.1 | 4 |  | Active
CCD0000084 | SPRAY LIGHT GREY 631 | 8538.90.00 | 18 | 1250 | 1475 | 3 |  | Active
E000001371 | 24 PIN PLUG & SOCKET_WITH SIDE CLAMP LOCKING FOR VCB_MAKE: SAI_MODEL/TYPE: 24CB SE 60mm BM PG21 2LM + PG21 Speaker type Gland + ‘L’ Side Clamp | 8538.90.00 | 18 | 6253 | 7378.54 | 1 |  | Active
E000000379 | THERMOSTAT_RANGE - 30o TO 85o C_240V AC_GIRISH EGO_DLX-7 | 8538.90.00 | 18 | 780 | 920.4 | 1 |  | Active
CCD0000141 | TRIPPING CATCH(11KV 6mm Mechanism Part) | 8538.90.00 | 18 | 1250 | 1475 | 1 |  | Active
ASS0000090 | PIN DIA. 10 X 53 - D | 8538.90.00 | 18 | 110 | 129.8 | 1 |  | Active
ASS0000091 | PIN DIA.12 X 50 - E | 8538.90.00 | 18 | 160 | 188.8 | 1 |  | Active
ASS0000197 | CONTACT LOADING SPRING (25KA-SPRING WIRE DIA-7mm.) | 8538.90.00 | 18 | 177 | 208.86 | 1 |  | Active
ASS0000075 | CONTACT LOADING SPRING GUIDE | 8538.90.00 | 18 | 280 | 330.4 | 1 |  | Active
E000000533 | BREAKER CONTROL SWITCH_PISTOL GRIP HANDLE_SPRING RETURN TO NEUTRAL_25A_2C+2T+2NAC_RECOM | 8538.90.00 | 18 | 2718 | 3207.24 | 1 |  | Active
E000001885 | WD 40 | 8538.90.00 | 18 | 1250 | 1475 | 3 |  | Active
CT00000036 | CTR-1200-600/5A-C1_5P20-10VA__25KA/3S_NPT | 8538.90.00 | 18 | 35624 | 42036.32 | 3 |  | Active
E000000249 | SPRING CHARGING MOTOR_80W_220V AC/DC_UNIVERSAL TYPE_DELCO | 8538.90.00 | 18 | 18624 | 21976.32 | 2 |  | Active
PT00000028 | PTR-11KV/V3/110V/V3-CORE1_0.5-100VA_3-PHASE DOVT-S732505079_PLASTOFAB | 8538.90.00 | 18 | 60486 | 71373.48 | 1 |  | Active
E000002373 | 12KV VACCUM INTERRUPTER-26.3KA-2000A-TD32601 (SVI 1226 20A)__STELMEC-E2,C2,M2 COMPLIANT | 8538.90.00 | 18 | 36469 | 43033.42 | 2 |  | Active
CT00000008 | CTR-300-150/5-5A-C1_0.5-15VA-C2_5P20-10VA_25KA/3S_PLASTOFAB | 8538.90.00 | 18 | 25494 | 30082.92 | 3 |  | Active
E000000299 | AUXILARY RELAY_CONTACT-2 C/O_6 AMP_240V AC_PLA_MPC 2C 240A 6A L V1(575) | 8538.90.00 | 18 | 1081 | 1275.58 | 4 |  | Active
KIT0004919 | CCD-RACKING SCREW ROD ASSEMBLY FOR GETCO | 8538.90.00 | 18 | 5010 | 5911.8 | 1 |  | Active
KIT0004922 | CCD-BUSBAR SIDE SPOUT SET 1250A 60x15MM (R,Y,B) | 8538.90.00 | 18 | 57840 | 68251.2 | 1 |  | Active
KIT0004923 | CCD-BUSBAR SIDE SPOUT SET 1600A 80x16MM (R,Y,B) | 8538.90.00 | 18 | 80592 | 95098.56 | 1 |  | Active
E000001282 | SPOUT FOR Y PHASE-1250A-BUSBAR: 60X15MM-EPOXY RESIN | 8538.90.00 | 18 | 23470 | 27694.6 | 1 |  | Active
ASS0000219 | DRIVE INSULATOR | 8538.90.00 | 18 | 2093 | 2469.74 | 6 |  | Active
E000002324 | MICRO SWITCH 1C/O FOR 11KV TROLLEY(OLD CODE :B1648)_KAYCEE | 8538.90.00 | 18 | 1950 | 2301 | 1 |  | Active
ASS0000074 | CONTACT LOADING SPRING LINK | 8538.90.00 | 18 | 250 | 295 | 1 |  | Active
ASS0000051 | JAW CONTACT (1250A) | 8538.90.00 | 18 | 4601 | 5429.18 | 4 |  | Active
CCD0000006 | SPUR GARE BIG | 8538.90.00 | 18 | 6844 | 8075.92 | 1 |  | Active
E000001275 | SPOUT FOR CT-1250A-BUSBAR: 60X15MM-EPOXY RESIN-S732502574 | 8538.90.00 | 18 | 15066 | 17777.88 | 3 |  | Active
HRD0001203 | HEX BOLT-M10X50-MS-10.9-HT-ZPYP | 8538.90.00 | 18 | 50 | 59 | 6 |  | Active
E000001725 | VOLTAGE DETECTING INSULATOR-SUITABLE FOR 11KV_ECS | 8538.90.00 | 18 | 5891 | 6951.38 | 5 |  | Active
CT00000052 | CTR-1200-600/5-5-0.577A-C-1_0.5-15VA-C-2_5P20-10VA-C-3_PS_25KA/3S-12KV/28KVRMS/75KVP_ECS | 8538.90.00 | 18 | 38338 | 45238.84 | 1 |  | Active
ASS0001507 | PT SPOUT FOR 11KV | 8538.90.00 | 18 | 2558 | 3018.44 | 3 |  | Active
ASS0000042 | EPOXY HOUSING | 8538.90.00 | 18 | 5477 | 6462.86 | 5 |  | Active
HRD0001222 | HEX BOLT-M12X70-MS-10.9-HT-ZPYP | 8538.90.00 | 18 | 100 | 118 | 6 |  | Active
ASS0000137 | JAW CONTACT (1600A) | 8538.90.00 | 18 | 6278 | 7408.04 | 3 |  | Active
E000000297 | AUXILARY RELAY_CONTACT-2 C/O_6 AMP_110V DC_PLA_MPC 2C 110D 6A L V1 (54402) | 8538.90.00 | 18 | 984 | 1161.12 | 4 |  | Active
CT00000016 | CTR-400-200/5-5A-C1_0.5-15VA-C2_5P20-10VA_25KA/3S_NPT | 8538.90.00 | 18 | 64300 | 75874 | 3 |  | Active
ASS0002177 | HOUSING CAP FOR VCB | 8538.90.00 | 18 | 682 | 804.76 | 2 |  | Active
ASS0001570 | DRIVE INSULATOR | 8538.90.00 | 18 | 2093 | 2469.74 | 1 |  | Active
E000000636 | 12KV VACCUM INTERRUPTER-26.3KA-2000A_ABB_VGE4 WITHOUT SILICON | 8538.90.00 | 18 | 49680 | 58622.4 | 4 |  | Active
ASS0000157 | EPOXY HOUSING | 8535.90.90 | 18 | 9449 | 11149.82 | 1 |  | Active
CCD0000007 | SPUR GARE SMALL | 8538.90.00 | 18 | 3373 | 3980.14 | 2 |  | Active
E000001278 | SPOUT FOR R PHASE-1600A-BUSBAR: 80X16MM-EPOXY RESIN | 8538.90.00 | 18 | 23027 | 27171.86 | 1 |  | Active
E000001363 | 12KV EPOXY INSULATOR-250MM-CANTILEVER STRENGTH: 800 KGF-SIZE: 77X130MM-- | 8538.90.00 | 18 | 2494 | 2942.92 | 3 |  | Active
CT00000002 | CTR-900-600/5-5-0.577A-C1_0.5-15VA-C2_5P20-10VA-C3_PS_25KA/3S_ECS | 8538.90.00 | 18 | 28567 | 33709.06 | 1 |  | Active
ASS0000144 | PVC SHROUD FOR BUSBAR JOINT (22KV/MM) | 8538.90.00 | 18 | 1893 | 2233.74 | 3 |  | Active
FG00003103 | PRICE VARIATION CLAIM - 12KV 1250AMP 25KA INDOOR VCB PANEL- 9 PANEL BOARD (2IC + 6OG +1BC) (GETCO) | 8537.20.00 | 18 | 621139.98 | 732945.18 | 1 |  | Active
FG00002145 | PRICE VARIATION CLAIM - 11 KV Bus Coupler Panel | 8537.20.00 | 18 | 114654.8 | 135292.66 | 6 |  | Active
FG00001251 | PRICE VARIATION CLAIM - 11 KV Kiosk | 8535.21.11 | 18 | 49028.17 | 57853.24 | 12 |  | Active
FG00005268 | PRICE VARIATION CLAIM - 11 KV 1600 A Indoor VCB Bus Coupler With adapter | 8537.20.00 | 18 | 114654.8 | 135292.66 | 3 |  | Active
FG00005265 | PRICE VARIATION CLAIM - 11 KV 1600 A Indoor VCB Incomer With adapter | 8537.20.00 | 18 | 97009.16 | 114470.81 | 1 |  | Active
FG00005260 | PRICE VARIATION CLAIM - 11 KV 1600 A Indoor VCB 08 Panel Board (1+6+1) | 8537.20.00 | 18 | 603311.28 | 711907.31 | 1 |  | Active
FG00005264 | PRICE VARIATION CLAIM - 11 KV 1250 A Indoor VCB 07 Panel Board | 8537.20.00 | 18 | 499928.58 | 589915.72 | 1 |  | Active
FG00005263 | PRICE VARIATION CLAIM - 11 KV 1250 A Indoor VCB 08 Panel Board (1+6+1) | 8537.20.00 | 18 | 592502.96 | 699153.49 | 1 |  | Active
FG00005267 | PRICE VARIATION CLAIM - 11 KV 1250 A Indoor VCB Outgoing with adapter | 8537.20.00 | 18 | 71646.58 | 84542.96 | 7 |  | Active
FG00005266 | PRICE VARIATION CLAIM - 11 KV 1250 A Indoor VCB Incomer With adapter | 8537.20.00 | 18 | 83116.13 | 98077.03 | 5 |  | Active
FG00001257 | PRICE VARIATION CLAIM - 33 KV Kiosk | 8537.20.00 | 18 | 12643.24 | 14919.02 | 30 |  | Active
FG00005269 | PRICE VARIATION CLAIM - 11 KV 1250A Indoor VCB Capcaitor Panel | 8537.20.00 | 18 | 68402.77 | 80715.27 | 6 |  | Active
FG00005259 | PRICE VARIATION CLAIM - 11 KV 1600 A Indoor VCB 09 Panel Board (2+6+1) | 8537.20.00 | 18 | 415205.09 | 489942.01 | 1 |  | Active
FG00001259 | PRICE VARIATION CLAIM - 11 KV Outgoing | 8537.20.00 | 18 | 22734.34 | 26826.52 | 7 |  | Active
FG00001258 | PRICE VARIATION CLAIM - 11 KV Incomer | 8537.20.00 | 18 | 27664.24 | 32643.8 | 4 |  | Active
E000000601 | POWER PACK WITH AVR_1PH_I/P-90V AC TO 300V AC_O/P-110V DC_650W FOR 240ms_CONT 100VA FOR 10MIN_GOGATE | 8504.40.00 | 18 | 4450 | 5251 | 1 |  | Active
E000000250 | SPRING CHARGING MOTOR_80W_220V AC/DC_UNIVERSAL TYPE_AGNI | 8501.31.19 | 18 | 2100 | 2478 | 1 |  | Active
CCD0000169 | REPAIR-NUMERICAL PROT RELAY_DO_110V DC-WITH COMM_STELMEC-SLR140C | 8536.49.00 | 18 | 0.91 | 1.07 | 1 |  | Active
E000000438 | MCB_16 AMP_DP_10KA_C CURVE_415V AC_C&S | 8536.20.30 | 18 | 256 | 302.08 | 1 |  | Active
E000002174 | 33KV PT FUSE | 8504.31.00 | 18 | 1641.06 | 1936.45 | 1 |  | Active
CCD0000132 | MOSIL SPRAY-332 CARBON REMOVER | 3402.90.92 | 18 | 540 | 637.2 | 2 |  | Active
E000002157 | 3.15A HT PT FUSE | 8504.31.00 | 18 | 319.26 | 376.73 | 3 |  | Active
E000000300 | AUXILARY RELAY_CONTACT-2 C/O_5 AMP_240V AC_SCHNEIDER | 8536.49.00 | 18 | 145 | 171.1 | 1 |  | Active
E000005259 | SPRAY LIGHT GREY 631 | 3208.10.10 | 18 | 200 | 236 | 2 |  | Active
E000000019 | TRIPPING COIL-110V DC-450W(FOR 33KV OUTDOOR KIOSK PANEL)_REFER DRG. NO_S7325017273_REV.0_RABCO | 8538.90.00 | 18 | 730.69 | 862.21 | 1 |  | Active
REL0000018 | NUMERICAL PROT RELAY_DO_6DI+6DO_SR/HR_110V DC-TCS AND COMM._STELMEC-SLR140C(JVVNL 33KV) | 8536.49.00 | 18 | 8500 | 10030 | 1 |  | Active
ASS0003466 | PORCELAIN BUSHING-CREEPAGE DISTANCE:300MM MINI-OUTDOOR TYPE | 8546.90.10 | 18 | 359.47 | 424.17 | 1 |  | Active
E000003208 | HOOTER_240V AC_96 SQ.MM_STELMEC | 8531.90.00 | 18 | 245 | 289.1 | 1 |  | Active
E000003463 | ANNUNCIATOR_8 WIN_AUX.SUPPLY-110V DC & 230V AC_INBUILT ACCEPT,RESET,TEST PB & AC/DC FAIL WINDOW_SECO | 8531.20.00 | 18 | 2280 | 2690.4 | 1 |  | Active
REL0000512 | NUMERICAL PROT. RELAY_8DI+8 DO_3O/C + 1E/F_Non Directional_Drawout Type_CT Sec :- 1/5A Programmable_Aux. Supply:24V DC_RS485_SETTING : O/C & EF : 2-250% of 5A (Step of 1%)_STELMEC | 8536.49.00 | 18 | 9750 | 11505 | 1 |  | Active
REL0000373 | TRIP CKT SUPERVISION RELAY-ELECTROMECHANICAL-NON-DRAWOUT-220V DC-2NO+2C/O-SR--GE(ALSTOM)-VAX31ZG0750BA | 8536.49.00 | 18 | 4850 | 5723 | 1 |  | Active
E000003373 | DIGITAL AMMETER_1_PH_96 SQ.MM_CTR-/5A_CL.1.0_AUX._230V AC_RISHABH | 9028.30.10 | 18 | 396 | 467.28 | 1 |  | Active
E000001269 | SPOUT FOR R PHASE-800A-BUSBAR: 60X10MM-EPOXY RESIN | 8538.10.10 | 18 | 3063.5 | 3614.93 | 1 |  | Active
E000001273 | SPOUT FOR CT-800A-BUSBAR: 63X10MM-EPOXY RESIN-S732502574A | 8538.10.10 | 18 | 2763 | 3260.34 | 1 |  | Active
E000003345 | DIGITAL VOLTMETER-1-PH-96 SQ.MM-PTR-PRI & SEC.PROGRAMMABLE-CL.-1.0-AUX.-230V AC_SECURE | 8538.90.00 | 18 | 398.95 | 470.76 | 1 |  | Active
E000003344 | DIGITAL AMMETER_1_PH_96 SQ.MM_CTR-/5A_CL.1.0_AUX._230V AC_SECURE | 9028.30.10 | 18 | 399.2 | 471.06 | 1 |  | Active
E000004877 | VOLTAGE INDICATING UNIT-SUITABLE FOR 11KV-WITH 1 C/O CONTACT, 24V DC FOR EACH PHASE_ECS | 8546.20.90 | 18 | 1400 | 1652 | 1 |  | Active
ASS0001896 | JAW CONTACT-800A | 8538.90.00 | 18 | 975.85 | 1151.5 | 2 |  | Active
CT00000323 | CTR-900-450/5-5-5-5A-C1_PS_C-2_5P10-15VA-C-3_0.5-15VA-C4_PS_25KA/3S-12KV/28KV/75KV-P1 SIDE_PLASTOFAB | 8546.20.90 | 18 | 8880 | 10478.4 | 1 |  | Active
ASS0003306 | EPOXY HOUSING | 8538.10.10 | 18 | 1110.35 | 1310.21 | 2 |  | Active
REL0000494 | MASTER TRIP RELAY-ELECTROMECHANICAL-NON DRAWOUT-24V DC-3NO+1NC-FLAG, HAND RESET TYPE_STELMEC-SLR JH13 | 8538.10.10 | 18 | 1294.26 | 1527.23 | 1 |  | Active
E000000007 | CLOSING /TRIPPING COIL-24V DC-250W_RABCO | 8538.90.00 | 18 | 348.86 | 411.65 | 1 |  | Active
E000005066 | DIGITAL TYPE MFM METER_96 SQ.MM_CTR/1A/5A_CL:0.5s_80 - 300 V AC/DC_RS 485 PORT_SECURE(MODEL:ELITE 445)_SECURE | 9030.33.10 | 18 | 4570 | 5392.6 | 1 |  | Active
ASS0001872 | PLUG AND SOCKET ASSY (24 PIN) | 8479.90.40 | 18 | 440 | 519.2 | 1 |  | Active
E000004290 | ANNUNCIATOR_8 WIN_AUX.SUPPLY-110V DC & 230V AC_INBUILT ACCEPT,RESET,TEST PB & AC/DC FAIL WINDOW_ALAN | 8531.20.00 | 18 | 3900 | 4602 | 1 |  | Active
E000001732 | VOLTAGE INDICATING UNIT-SUITABLE FOR 11KV_CUTOUT : 92(W) X 46(H)_ECS | 8546.20.90 | 18 | 475.04 | 560.55 | 1 |  | Active
E000005898 | ON/OFF SELECTOR SWITCH_16A_2 WAY_1 POLE_SWITRON | 8536.90.90 | 18 | 185 | 218.3 | 2 |  | Active
ASS0002111 | W.A OF RACKING HANDLE | 4016.93.50 | 18 | 325 | 383.5 | 1 |  | Active
ASS0001932 | COVER FOR HANDLE | 4016.93.50 | 18 | 28 | 33.04 | 20 |  | Active
E000003300 | BREAKER CONTROL SWITCH_PISTOL GRIP HANDLE_SPRING RETURN TO NEUTRAL_25A_1C+1T_KAYCEE | 8536.50.00 | 18 | 387 | 456.66 | 1 |  | Active
PT00000311 | PTR-33KV/V3/110V/V3/110V/3-CORE1_0.5-150VA-CORE2_3P-10VA-1-PHASE FIXED TYPE---36KV/70KVRMS/170KVP_ECS | 8538.90.00 | 18 | 19000 | 22420 | 1 |  | Active
PT00000374 | PTR-11KV/V3/110V/V3-CORE1_0.5-100VA_1-PHASE_STELMEC(SHAH ELECTRICAL) | 8538.90.00 | 18 | 7800 | 9204 | 1 |  | Active
E000002671 | BRIDGE RECTIFIER - 25A - 110V DC | 8538.90.00 | 18 | 20.06 | 23.67 | 1 |  | Active
E000000633 | 36KV VACCUM INTERRUPTER_31.5KA_2500A_ABB_VG6 SILICON (ABB) | 8538.90.00 | 18 | 23300 | 27494 | 1 |  | Active
ASS0002091 | ENCAPSULATED HOUSING | 8538.90.00 | 18 | 5836.96 | 6887.61 | 1 |  | Active
E000003370 | DIGITAL VOLTMETER-1-PH-96 SQ.MM-PTR-PRI & SEC.PROGRAMMABLE-CL.-1.0-AUX.-230V AC_RISHABH | 9028.30.10 | 18 | 396 | 467.28 | 1 |  | Active
CCD0000133 | MOSIL SPRAY-320 ANTI TRACK COATING | 8538.90.00 | 18 | 800 | 944 | 2 |  | Active
E000000349 | POWER RELAY_CONTACT-2 C/O_30A_110V DC_PLA | 8538.90.00 | 18 | 326.3 | 385.03 | 1 |  | Active
PT00000061 | PTR-11KV/V3/110V/V3-CORE1_0.5-100VA_1-PHASE_NPT | 8538.90.00 | 18 | 7275 | 8584.5 | 2 |  | Active
E000002438 | DIGITAL VOLTMETER-3-PH-96 SQ.MM-PTR-PRI & SEC.PROGRAMMABLE-CL.-1.0-AUX.230V AC_RISHABH | 8538.90.00 | 18 | 690 | 814.2 | 1 |  | Active
E000004311 | DIGITAL AMMETER-3-PH-96 SQ.MM-CTR-/5A, PRI. CT PROGRAMMABLE -CL.-1.0-AUX.-230V AC_RISHABH | 8538.90.00 | 18 | 690 | 814.2 | 1 |  | Active
ASS0002831 | SHUNT | 8538.90.00 | 18 | 533.36 | 629.36 | 1 |  | Active
CT00000092 | CTR-400-200-100/5-5A-C1_5P15-15VA-C2_0.5S-15VA_25KA/3S-36KV/70KVRMS/170KVP-P2 SIDE_ECS | 8538.90.00 | 18 | 19600 | 23128 | 2 |  | Active
REL0000024 | NUMERICAL PROT RELAY_DO_30V DC-WITH COMM._STELMEC-SLR140C | 8538.90.00 | 18 | 8500 | 10030 | 1 |  | Active
ASS0003313 | JAW CONTACT 1250A(STRIP 3.5MMT ) | 8538.90.00 | 18 | 1370.63 | 1617.34 | 1 |  | Active
CCD0000340 | SPRING CHARGING MOTOR_400W_220V AC/DC_UNIVERSAL TYPE_AGNI (FOR 33KV MK MAKE MECHANISAM) | 8538.90.00 | 18 | 3225 | 3805.5 | 1 |  | Active
E000000016 | CLOSING COIL-110V DC-450W(FOR 33KV OUTDOOR KIOSK PANEL)_REFER DRG NO_S7325017273_REV.0_RABCO | 8538.90.00 | 18 | 617.01 | 728.07 | 1 |  | Active
CCD0000198 | REPAIR-TVM AS PER JVVNL-CTR--/5A-PTR-33KV/V3/110/V3-0.5S-3 PHASE 4 WIRE-WITH COMM._SECURE | 8538.90.00 | 18 | 1 | 1.18 | 1 |  | Active
PT00000157 | PTR-33KV/V3/110V/V3/110V/3-CORE1_0.5-150VA-CORE2_3P-10VA-1-PHASE GUN TYPE---36KV/70KVRMS/170KVP_ECS | 8538.90.00 | 18 | 18500 | 21830 | 1 |  | Active
E000003421 | LOCAL/REMOTE SELECTOR SWITCH_10A CONTINUOUS_2 WAY_LOCKABLE_1L+1R_KAYCEE | 8538.90.00 | 18 | 300 | 354 | 1 |  | Active
E000000973 | 2.5 SQ.MM_FR_1100V_PVC MULTISTRANDED COPPER_YELLOW WIRE_AXELON | 8538.90.00 | 18 | 21.94 | 25.89 | 10 |  | Active
E000000675 | 2.5 SQ.MM_FR_1100V_PVC MULTISTRANDED COPPER_RED WIRE_AXELON | 8538.90.00 | 18 | 21.02 | 24.8 | 10 |  | Active
E000000910 | 2.5 SQ.MM_FR_1100V_PVC MULTISTRANDED COPPER_BLACK WIRE_AXELON | 8538.90.00 | 18 | 22.05 | 26.02 | 10 |  | Active
E000000770 | 2.5 SQ.MM_FR_1100V_PVC MULTISTRANDED COPPER_BLUE WIRE_AXELON | 8538.90.00 | 18 | 20.94 | 24.71 | 10 |  | Active
E000001365 | 33KV EPOXY INSULATOR-620MM-CANTILEVER STRENGTH:850 KGF-SIZE: 100X300MM--- | 8538.10.10 | 18 | 1156 | 1364.08 | 3 |  | Active
E000001073 | TUBULAR TYPE INSULATED LUGS-2.5 SQ.MM. L16(EHI LUGS)_KIRA | 8536.90.90 | 18 | 0.65 | 0.77 | 1000 |  | Active
E000001039 | RING TYPE INSULATED LUGS-2.5 SQ.MM.(DIA.:5.4) | 8536.90.90 | 18 | 1.4 | 1.65 | 1000 |  | Active
E000001042 | RING TYPE INSULATED LUGS-4.00 SQ.MM.(DIA.:5.4) | 8536.90.90 | 18 | 2.37 | 2.8 | 1000 |  | Active
E000001019 | FORK TYPE INSULATED LUGS-2.5 SQ.MM | 8536.90.90 | 18 | 1.18 | 1.39 | 1000 |  | Active
E000001024 | FORK TYPE INSULATED LUGS-4.00 SQ.MM | 8536.90.90 | 18 | 2.06 | 2.43 | 1000 |  | Active
E000003677 | HRC FUSE LINK_2 AMP_BUSSMAN(EATON) | 8536.90.90 | 18 | 30 | 35.4 | 50 |  | Active
E000000878 | 2.5 SQ.MM_FRLS_1100V_PVC MULTISTRANDED COPPER_GREY WIRE_AXELON | 8536.90.90 | 18 | 22.84 | 26.95 | 180 |  | Active
E000001726 | VOLTAGE DETECTING INSULATOR-SUITABLE FOR 11KV_NPT | 8546.20.90 | 18 | 700 | 826 | 6 |  | Active
E000000305 | AUXILARY RELAY_CONTACT-2 C/O_5 AMP_24V DC_PLA | 8536.49.00 | 18 | 143.2 | 168.98 | 1 |  | Active
E000000447 | HOOTER_24V DC_96 SQ.MM_STELMEC | 8546.20.90 | 18 | 245 | 289.1 | 2 |  | Active
ASS0000198 | OPERATING MECHANISM WITH 2 COIL SHAFT (SPRING WIRE DIA FOR 25KA:- 7MM) | 8535.21.21 | 18 | 6560 | 7740.8 | 1 |  | Active
E000000604 | ANNUNCIATOR_6 WIN_AUX.SUPPLY-110V DC_2 X 3_INBUILT ACCEPT,RESET,TEST PB_PROTON | 8531.20.00 | 18 | 1800 | 2124 | 1 |  | Active
E000000441 | MCB_10 AMP_DP_10KA_C CURVE_415V AC_C&S | 8536.50.10 | 18 | 256 | 302.08 | 1 |  | Active
E000005849 | MPG PUSH TYPE-TEST TERMINAL BLOCK FOR RELAY-WITH 2 BYPASS CONTACTS FOR 2 TRIPPING COIL_DEEPL | 8536.50.10 | 18 | 1625 | 1917.5 | 1 |  | Active
E000000959 | 2.5 SQ.MM_HRFR_1100V_PVC MULTISTRANDED COPPER_BLUE WIRE_SRINILINK | 8544.19.20 | 18 | 30.24 | 35.68 | 20 |  | Active
E000000951 | 2.5 SQ.MM_HRFR_1100V_PVC MULTISTRANDED COPPER_RED WIRE_SRINILINK | 8544.19.20 | 18 | 30.3 | 35.75 | 20 |  | Active
E000000586 | LIMIT SWITCH,240V AC,2NO+2NC,10A,500V_Kaycee-KLS224X-OA | 8536.50.10 | 18 | 200 | 236 | 3 |  | Active
E000000955 | 2.5 SQ.MM_HRFR_1100V_PVC MULTISTRANDED COPPER_YELLOW WIRE_SRINILINK | 8544.19.20 | 18 | 30.29 | 35.74 | 20 |  | Active
E000003550 | ANNUNCIATOR_12 WIN_AUX.SUPPLY-110V DC & 230V AC_INBUILT ACCEPT,RESET,TEST PB & AC/DC FAIL WINDOW_PROTON | 8531.20.00 | 18 | 3640 | 4295.2 | 1 |  | Active
E000000283 | HRC FUSE BASE_20 AMP_C&S | 8536.10.40 | 18 | 64.9 | 76.58 | 10 |  | Active
E000005593 | INDICATION LAMP_LED TYPE_63.5V AC_YELLOW COLOUR_22.5MM DIA._SCHUTZ | 8536.61.00 | 18 | 37.05 | 43.72 | 10 |  | Active
E000005578 | INDICATION LAMP_LED TYPE_110V DC_WHITE COLOUR_22.5MM DIA._SCHUTZ | 8536.61.00 | 18 | 45.66 | 53.88 | 15 |  | Active
E000005585 | INDICATION LAMP_LED TYPE_240V AC_GREEN COLOUR_22.5MM DIA._SCHUTZ | 8536.50.10 | 18 | 45.65 | 53.87 | 15 |  | Active
E000000268 | HRC FUSE LINK_6 AMP_C&S | 8536.10.40 | 18 | 29.2 | 34.46 | 20 |  | Active
E000000647 | SRAS AUX.SWITCH_8 NO+ 8 NC_SRAS101S8 WITH SQBC0208 AUX. SWITCH BRACKET SQMC4845 AUX. SWITCH LINK_SUNKID | 8538.90.00 | 18 | 644.05 | 759.98 | 1 |  | Active
E000005586 | INDICATION LAMP_LED TYPE_240V AC_BLUE COLOUR_22.5MM DIA._SCHUTZ | 8536.50.10 | 18 | 45.66 | 53.88 | 15 |  | Active
E000000390 | MCB_10 AMP_DP_10KA_C CURVE_110-240V AC_C&S | 8536.20.30 | 18 | 256 | 302.08 | 2 |  | Active
E000005584 | INDICATION LAMP_LED TYPE_240V AC_RED COLOUR_22.5MM DIA._SCHUTZ | 8536.50.10 | 18 | 37.1 | 43.78 | 15 |  | Active
E000005582 | INDICATION LAMP_LED TYPE_63.5V AC_YELLOW COLOUR_22.5MM DIA._SCHUTZ | 8536.61.00 | 18 | 37.07 | 43.74 | 10 |  | Active
E000005581 | INDICATION LAMP_LED TYPE_63.5V AC_RED COLOUR_22.5MM DIA._SCHUTZ | 8536.61.00 | 18 | 37.06 | 43.73 | 10 |  | Active
E000003842 | MCB ADD ON CONTACT-1NO+1NC_ABB | 8538.90.00 | 18 | 338 | 398.84 | 2 |  | Active
E000001735 | VOLTAGE INDICATING UNIT-SUITABLE FOR 11KV-WITH 1 C/O CONTACT, 110V DC FOR EACH PH_NPT_NVICU0A1R | 8538.90.00 | 18 | 1340 | 1581.2 | 2 |  | Active
REL0000528 | NUMERICAL PROTECTION RELAY_DO_24V DC_FULLY SCADA COMPITABLE WITH IEC 60870-103 PROTOCOL ON RS-485_STELMEC-SLR140C(PUVVNL) | 8536.49.00 | 18 | 9750 | 11505 | 1 |  | Active
E000001398 | TVM AS PER JVVNL-CTR--/5A-PTR-11KV/V3/110/V3-0.5S_HPL | 9028.30.10 | 18 | 2970 | 3504.6 | 1 |  | Active
E000003254 | POWER/SOLID STATE RELAY_CONTACT-1 C/O_30A_24V TO 240V AC/DC_G'LEC | 9028.30.10 | 18 | 290 | 342.2 | 1 |  | Active
ASS0000586 | ROOF BUSHING | 8538.10.10 | 18 | 7487.34 | 8835.06 | 1 |  | Active
CCD0000277 | REPAIR-POWER PACK WITH AVR_1PH_I/P-90V AC TO 300V AC_O/P-110V DC_100VA FOR 10MIN_6 AMP_MAHAMAI | 8536.90.90 | 18 | 1 | 1.18 | 1 |  | Active
CT00000042 | CTR-400-200-100/5-5A-C1_0.5S-15VA-C2_5P15-15VA_16KA/3S_ECS | 8538.90.00 | 18 | 8975 | 10590.5 | 2 |  | Active
HRD0000040 | HEX NUT-M7/8""-BRASS------ | 8538.90.00 | 18 | 80 | 94.4 | 1 |  | Active
HRD0000041 | HEX NUT (ITEM 2)-M7/8""-BRASS------ | 8538.90.00 | 18 | 80 | 94.4 | 1 |  | Active
HRD0000903 | BRASS HEX NUT-7/8" | 8538.90.00 | 18 | 50 | 59 | 2 |  | Active
ASS0003117 | W.A.OF COPPER STAMP | 8538.90.00 | 18 | 2944.84 | 3474.91 | 2 |  | Active
E000000462 | AUXILARY CONTACTOR_CONTACT-2 NO+2 NC_240V AC_SCHNEIDER | 8538.90.00 | 18 | 446 | 526.28 | 1 |  | Active
REL0000392 | NUMERICAL PROT RELAY_DO_16DI+10DO_30V DC_IEC -61850_ASHIDA_ ADR245BE002031021E | 8536.49.00 | 18 | 34000 | 40120 | 1 |  | Active
E000005284 | ANNUNCIATOR_8 WIN_AUX.SUPPLY-110V DC_INBUILT ACCEPT,RESET,TEST PB_EAPL | 8538.90.00 | 18 | 2240 | 2643.2 | 1 |  | Active
PT00000048 | PTR-11KV/V3/110V/V3-CORE1_0.5-50VA_3-PHASE DOVT-S732505079_PLASTOFAB | 8538.90.00 | 18 | 31500 | 37170 | 1 |  | Active
ASS0001411 | 40KA MECHANISM(MK) WITH CLOSING SPRING ASSY. & CHARGING HANDLE | 8535.21.21 | 18 | 16150 | 19057 | 1 |  | Active
PT00000288 | PTR-11KV/V3/110V/V3-CORE1_0.5-100VA_3-PHASE DOVT-S732509864_PLASTOFAB | 8538.90.00 | 18 | 32500 | 38350 | 1 |  | Active
PT00000156 | PTR-33KV/V3/110V/V3/110V/3-CORE1_0.2-50VA-CORE2_3P-50VA-1-Phase Epoxy Resin Cast GUN TYPE---36KV/70KVRMS/170KVP_NPT | 8504.31.00 | 18 | 22379 | 26407.22 | 1 |  | Active
PT00000572 | PTR-11KV/V3/110V/V3/110V/V3-CORE1_0.5-50VA, CORE2_3P-100VA-3-PHASE-12KV/28KV/75KVP(PT TROLLEY FABRICATION IN STELMEC SCOPE)_PLASTOFAB | 8504.31.00 | 18 | 21000 | 24780 | 1 |  | Active
CT00000051 | CTR-1200-600/5-5-0.577A-C-1_0.5-15VA-C-2_5P20-10VA-C-3_PS_25KA/3S-12KV/28KVRMS/75KVP_NPT | 8538.90.00 | 18 | 9515 | 11227.7 | 6 |  | Active
E000002226 | VOLTMETER SELECTOR SWITCH-CAM TYPE-10A CONTINUOUS-415V AC-6 WAY--7 POSITION-RN-YN-BN-RY-YB-BR-OFF_RECOM | 8538.90.00 | 18 | 151 | 178.18 | 1 |  | Active
E000003389 | VOLTMETER SELECTOR SWITCH-CAM TYPE-10A CONTINUOUS-415V AC-6 WAY-RN-YN-BN-RY-YB-BR-OFF_KAYCEE | 8538.90.00 | 18 | 148 | 174.64 | 2 |  | Active
ASS0000182 | PVC SHROUD FOR BUSBAR JOINT | 8538.90.00 | 18 | 134 | 158.12 | 2 |  | Active
E000000041 | PUSH BUTTON_YELLOW COLOUR_SHROUDED TYPE_22.5MM DIA._TEKNIC | 8538.90.00 | 18 | 30 | 35.4 | 1 |  | Active
ASS0001894 | TOP TERMINAL-63X10 | 8538.90.00 | 18 | 1758.05 | 2074.5 | 2 |  | Active
E000001736 | VOLTAGE INDICATING UNIT-SUITABLE FOR 11KV-WITH 1 C/O CONTACT, 110V DC FOR EACH PH_ECS_VIU12A | 8538.90.00 | 18 | 1400 | 1652 | 1 |  | Active
CT00000137 | CTR-400-200/5-5A-C-1_5P20-10VA-C2_0.2S-10VA__25KA/3S-12KV/28KVRMS/75KVP-P2 SIDE_ECS | 8538.90.00 | 18 | 11200 | 13216 | 2 |  | Active
E000000122 | INDICATION LAMP_LED TYPE_110V DC_BLUE COLOUR_22.5MM DIA._PRECIFINE | 8536.61.00 | 18 | 54.06 | 63.79 | 4 |  | Active
E000000361 | SPACE HEATER_STRIP TYPE_80 WATT_240V AC_GIRISH EGO | 8536.61.00 | 18 | 156 | 184.08 | 4 |  | Active
REL0000019 | NUMERICAL PROT RELAY_NDO_24-240V AC/DC-TCS AND COMM.-MODBUS PROTOCOL_ASHIDA-ADR241A(UPCL) | 8536.49.00 | 18 | 11306.95 | 13342.2 | 3 |  | Active
E000000511 | AMMETER SELECTOR SWITCH_CAM TYPE_10A_415V AC_3-WAY_R-Y-B-OFF_RECOM | 8536.90.90 | 18 | 144 | 169.92 | 1 |  | Active
E000000125 | INDICATION LAMP_LED TYPE_110V DC_GREEN COLOUR_22.5MM DIA._PRECIFINE | 8538.90.00 | 18 | 46 | 54.28 | 1 |  | Active
REL0000489 | ELECTROMECH_MASTER TRIP RELAY_ELECTRICAL RESET_4 NO+4 NC 110V DC_ABB-PSU14N(1MYN563661-DBA) | 8538.90.00 | 18 | 10977 | 12952.86 | 1 |  | Active
REL0000481 | OC & EF RELAY., NON-DIR., DRAWOUT, 3 OC+1 EF, 4 CT I/P,5A,AUX. SUPPLY-110V DC,ABB | 8538.90.00 | 18 | 73000 | 86140 | 1 |  | Active
E000001283 | SPOUT FOR B PHASE-1250A-BUSBAR: 60X15MM-EPOXY RESIN | 8538.10.10 | 18 | 9020.75 | 10644.48 | 3 |  | Active
CT00001444 | CTR-600-300/5-5-1A-C-1_0.5-2.5VA-C-2_5P20-15VA-C-3_PS_25KA/3S-12KV/28KVRMS/75KVP-P1 SIDE_NPT | 8538.90.00 | 18 | 8698.61 | 10264.36 | 3 |  | Active
ASS0003089 | ASSEMBLY OF MOTOR CHARGE HANDLE | 8538.90.00 | 18 | 390 | 460.2 | 1 |  | Active
E000003301 | AMMETER SELECTOR SWITCH_CAM TYPE_10A_415V AC_3-WAY_R-Y-B-OFF_KAYCEE | 8538.90.00 | 18 | 145 | 171.1 | 1 |  | Active
E000000227 | INDICATION LAMP_LED TYPE_110V AC/DC_RED COLOUR_22.5MM DIA._PRECIFINE | 8538.90.00 | 18 | 48.62 | 57.37 | 5 |  | Active
E000000176 | INDICATION LAMP_LED TYPE_240V AC_RED COLOUR_22.5MM DIA._PRECIFINE | 8538.90.00 | 18 | 45.26 | 53.41 | 5 |  | Active
HRD0000671 | HEX BOLT-M10X20-MS-8.8-HT-TRIVALENT BLUE | 8538.90.00 | 18 | 3.19 | 3.76 | 100 |  | Active
E000000066 | INDICATION LAMP_LED TYPE_24V DC_WHITE COLOUR_22.5MM DIA._TEKNIC | 8538.90.00 | 18 | 169.2 | 199.66 | 2 |  | Active
E000001053 | RING TYPE INSULATED LUGS-4.00 SQ.MM.(DIA.:6) | 8538.90.00 | 18 | 2.05 | 2.42 | 200 |  | Active
E000001018 | PIN TYPE INSULATED LUGS-2.5 SQ.MM | 8538.90.00 | 18 | 1.16 | 1.37 | 400 |  | Active
E000000293 | AUXILARY RELAY_CONTACT-2 C/O_6 AMP_110V AC_PLA (Model:MPC 2C 110A 6A L V1) | 8538.90.00 | 18 | 153.2 | 180.78 | 5 |  | Active
E000000239 | INDICATION LAMP_LED TYPE_110V AC/DC_YELLOW COLOUR_22.5MM DIA._PRECIFINE | 8538.90.00 | 18 | 48.62 | 57.37 | 4 |  | Active
E000000128 | INDICATION LAMP_LED TYPE_110V DC_AMBER COLOUR_22.5MM DIA._PRECIFINE | 8538.90.00 | 18 | 44 | 51.92 | 4 |  | Active
E000000336 | RELAY BASE_8 PIN_PLA | 8538.90.00 | 18 | 31.96 | 37.71 | 5 |  | Active
CT00001663 | CTR-1200-750/5-5A-C1_PS_C2_5P20-15VA_18.4KA/3S-12KV/28KVRMS/75KVP-P1 SIDE_NPT | 8538.90.00 | 18 | 10900 | 12862 | 2 |  | Active
E000000750 | 4.00 SQ.MM_FRLS_1100V_PVC MULTISTRANDED COPPER_YELLOW WIRE_AXELON | 8538.90.00 | 18 | 35.19 | 41.52 | 360 |  | Active
E000000790 | 4.00 SQ.MM_FRLS_1100V_PVC MULTISTRANDED COPPER_BLUE WIRE_AXELON | 8538.90.00 | 18 | 35.59 | 42 | 360 |  | Active
E000000702 | 4.00 SQ.MM_FRLS_1100V_PVC MULTISTRANDED COPPER_RED WIRE_AXELON | 8538.90.00 | 18 | 35.87 | 42.33 | 360 |  | Active
E000000934 | 4.00 SQ.MM_FRLS_1100V_PVC MULTISTRANDED COPPER_BLACK WIRE_AXELON | 8538.90.00 | 18 | 36.18 | 42.69 | 360 |  | Active
CT00000066 | CTR-300/5-5A-C-1_5P20-10VA-C-2_0.5S-10VA_18.4KA/3S-12KV/28KVRMS/75KVP-P2 SIDE_NPT | 8538.90.00 | 18 | 8144 | 9609.92 | 2 |  | Active
REL0000540 | ELECTROMECH_MASTER TRIP RELAY_NDO_110V DC_6NO+4NC, HAND RESET_HR_ASHIDA-WITH COIL SUPERVISION- ADE-T-1-1-2-1-3-H-A-2-C-X-X | 8538.90.00 | 18 | 8500 | 10030 | 2 |  | Active
E000000396 | MCB_16 AMP_DP_10KA_C CURVE_110V DC_C&S | 8538.90.00 | 18 | 256 | 302.08 | 44 |  | Active
REL0000539 | ELECTROMECH_MASTER TRIP RELAY_NDO_110V DC_6NO+4NC, SELF RESET _SR FLAG_ASHIDA-WITH COIL SUPERVISION_ADE-T-1-1-1-1-3-H-A-2-C-X-X | 8538.90.00 | 18 | 8500 | 10030 | 2 |  | Active
E000000774 | 2.5 SQ.MM_FRLS_1100V_PVC MULTISTRANDED COPPER_BLUE WIRE_AXELON | 8538.90.00 | 18 | 29.89 | 35.27 | 360 |  | Active
E000000826 | 2.5 SQ.MM_FRLS_1100V_PVC MULTISTRANDED COPPER_GREEN WIRE_AXELON | 8538.90.00 | 18 | 28.1 | 33.16 | 360 |  | Active
E000003853 | Electronic Hygrostat-Thermostat _RANGE - 0o TO 60o C_240V AC_Humidity Control - 40-90RH_PFANNERBERG | 8538.90.00 | 18 | 4984.87 | 5882.15 | 2 |  | Active
E000001023 | PIN TYPE INSULATED LUGS-4.00 SQ.MM | 8538.90.00 | 18 | 2.42 | 2.86 | 200 |  | Active
E000000161 | INDICATION LAMP_LED TYPE_63.5V AC_YELLOW COLOUR_22.5MM DIA._PRECIFINE | 8538.90.00 | 18 | 44.32 | 52.3 | 4 |  | Active
E000001352 | END CLAMP FOR TERMINAL BLOCK - POLYAMIDE | 8538.90.00 | 18 | 5.7 | 6.73 | 100 |  | Active
E000000158 | INDICATION LAMP_LED TYPE_63.5V AC_RED COLOUR_22.5MM DIA._PRECIFINE | 8538.90.00 | 18 | 44.34 | 52.32 | 4 |  | Active
E000000164 | INDICATION LAMP_LED TYPE_63.5V AC_BLUE COLOUR_22.5MM DIA._PRECIFINE | 8538.90.00 | 18 | 48.37 | 57.08 | 4 |  | Active
E000000432 | MCB_32 AMP_DP_10KA C_CURVE_24-110V DC_C&S | 8538.90.00 | 18 | 256 | 302.08 | 3 |  | Active
E000000918 | 2.5 SQ.MM_FRLS_1100V_PVC MULTISTRANDED COPPER_BLACK WIRE_AXELON | 8538.90.00 | 18 | 23.34 | 27.54 | 360 |  | Active
E000000022 | SOLENOID COIL 110V DC, 25WATTS_RABCO | 8538.90.00 | 18 | 977.15 | 1153.04 | 5 |  | Active
CCD0000497 | NUMERICAL RELAY CSEZen-F550 FOR HARIYANA CAPACITOR PANEL | 8538.90.00 | 18 | 42150 | 49737 | 1 |  | Active
FG00005920 | RHS 11 KV ADAPTER PANEL FOR BHEL Panels | 8537.20.00 | 18 | 63404 | 74816.72 | 2 |  | Active
FG00004852 | LHS 11 KV ADAPTER PANEL FOR BHEL Panels | 8537.20.00 | 18 | 63404 | 74816.72 | 2 |  | Active
E000003450 | MUSHROOM HEAD_RED PUSH BUTTON_10A_STAY PUT PRESS TO LOCK TURN TO RELEASE TYPE_PRECIFINE | 8536.50.10 | 18 | 95 | 112.1 | 1 |  | Active
CCD0000224 | REPAIR-TVM AS PER JVVNL/JDVVNL-CTR--/5A-PTR-33KV/V3/110/V3-0.5S-3 PHASE 4 WIRE(CAT-A)_SECURE | 8538.90.00 | 18 | 1 | 1.18 | 1 |  | Active
E000005735 | LOCAL/SAS SELECTOR SWITCH_16A_2 WAY_3 POLE_3L+3R_RECOM | 8536.90.90 | 18 | 314 | 370.52 | 2 |  | Active
E000003799 | AUXILARY RELAY_CONTACT-3 C/O_12 AMP_24V DC_PLA | 8536.49.00 | 18 | 247.35 | 291.87 | 2 |  | Active
E000003310 | TOGGLE SWITCH FOR HEATER AND MOTOR_5A_240V AC_KAYCEE_(1621BY) | 8536.10.00 | 18 | 41 | 48.38 | 1 |  | Active
E000002246 | BREAKER CONTROL SWITCH-NON DISCREPANCY-25A-220V DC-3C+3T-NON LOCKABLE-SPRING RETURN TO NEUTRAL_RECOM | 8538.90.00 | 18 | 580 | 684.4 | 1 |  | Active
REL0000543 | TRIP CKT SUPERVISION RELAY-ELECTROMECHANICAL-NON-DRAWOUT-24V DC-1NO+2NC-SR-FLAG_ASHIDA-ATRS31A-AM-110-03-01-01-00-00-00 | 8538.90.00 | 18 | 4150 | 4897 | 1 |  | Active
REL0000468 | NUMERICAL PROTECTION RELAY_DRAWOUT/NON-DRAWOUT_24V DC_6 DI+6 DO_SR_C&S_CSENEX-I150-S-D-I6-D6-U-M-V-SC1 | 8536.49.00 | 18 | 10753.27 | 12688.86 | 2 |  | Active
E000001746 | ANALOG AMMETER-96 SQMM-CTR-400-200-100/5A,RANGE-0-100-200-400A, CL-1.5_RISHABH | 8538.90.00 | 18 | 258.33 | 304.83 | 1 |  | Active
ASS0000417 | DRIVE INSULATOR | 8538.90.00 | 18 | 393.8 | 464.68 | 2 |  | Active
PT00000314 | PTR-11KV/V3/110V/V3-CORE1_0.5-100VA-3 NOS. 1-PHASE GUN TYPE-DO-SQDA0311_ECS | 8504.31.00 | 18 | 40163.79 | 47393.27 | 2 |  | Active
REL0000483 | TRANSFORMER FAULT PROT. RELAY-3 POLE-110V DC-3NO/POLE-HR-HR FLAG_STELMEC | 8536.49.00 | 18 | 3000 | 3540 | 1 |  | Active
E000003563 | ANNUNCIATOR_8 WIN_AUX.SUPPLY-230V AC_2 X 4_INBUILT ACCEPT,RESET,TEST PB_PROTON | 8538.90.00 | 18 | 2400 | 2832 | 2 |  | Active
PT00000407 | PTR-33KV/V3/110V/V3-CORE1_0.5-30VA_1-PHASE GUN TYPE_SHAH ELECTRICAL | 8538.90.00 | 18 | 16970.59 | 20025.3 | 2 |  | Active
CT00000108 | CTR-1800-900/0.577-1A-C1_PS-10VA-C2_5P20-10VA__25KA/3S-12KV/28KVRMS/75KVP_PLASTOFAB | 8538.90.00 | 18 | 15362 | 18127.16 | 1 |  | Active
REL0000459 | NUMERICAL PROT. RELAY 220V DC IEC 61850 DUAL RJ45 PORT_ASHIDA | 8538.90.00 | 18 | 47000 | 55460 | 1 |  | Active
E000001281 | SPOUT FOR R PHASE-1250A-BUSBAR: 60X15MM-EPOXY RESIN | 8538.90.00 | 18 | 4124.29 | 4866.66 | 2 |  | Active
REL0000142 | ELECTROMECH_MASTER TRIP RELAY_1 POLE-NDO_30V DC_3NO+1NC_HR-FLAG_ALSTOM-VAJH13 | 8536.49.00 | 18 | 3075 | 3628.5 | 1 |  | Active
E000000597 | POWER PACK WITH AVR_1PH_I/P-90V AC TO 300V AC_O/P-110V DC_100VA FOR 10MIN_6 AMP_GOGATE | 8538.90.00 | 18 | 4130 | 4873.4 | 1 |  | Active
REL0000532 | 5 POLE-NUMERICAL NON-DIR. PROTECTION RELAY -12DI+10DO-3OC+1EF-1A/5A SELEC.-,110-230V AC/DC-COMM.DUAL RJ45 WITH-IEC -61850_ABB-REF615E_1G - K variant-1BFKBCADNDA1BEN11G | 8538.90.00 | 18 | 68000 | 80240 | 1 |  | Active
ASS0003196 | SHROUD FOR L JOINT | 8538.90.00 | 18 | 128.8 | 151.98 | 20 |  | Active
JOB0002787 | PT JUMPER FOR ICOG (ITEM-4) | 7407.10.30 | 18 | 407.55 | 480.91 | 1 |  | Active
JOB0002049 | PT JUMPER FOR ICOG (ITEM-3) | 7407.10.30 | 18 | 565.11 | 666.83 | 2 |  | Active
RM00000009 | 40 X 06MM-HDEC-COPPER FLAT-HALF HARD-HAVING ROUND EDGE | 7407.10.30 | 18 | 1256.69 | 1482.89 | 18 |  | Active
DND0000314 | 4 WAY EPDM RUBBER BUSBAR CONNECTOR BOOT | 8538.90.00 | 18 | 6850 | 8083 | 9 |  | Active
ASS0006018 | POLE HOUSING - 1250A | 8538.90.00 | 18 | 6477.8 | 7643.8 | 1 |  | Active
ASS0006043 | VI CONNECTING ROD | 8538.90.00 | 18 | 124 | 146.32 | 1 |  | Active
E000000338 | RELAY BASE_11 PIN_PLA | 8538.90.00 | 18 | 42.87 | 50.59 | 20 |  | Active
E000004242 | LED LAMP-5 WATT-240V AC_PHILIPS | 8538.90.00 | 18 | 105 | 123.9 | 5 |  | Active
ASS0001993 | W.A OF RAMP | 8538.90.00 | 18 | 95.94 | 113.21 | 5 |  | Active
ASS0007471 | PVC BOOT FOR TOGGLE SWITCH CONNECTION | 8538.90.00 | 18 | 4 | 4.72 | 50 |  | Active
E000001082 | 200MM-PVC CABLE TIE | 8538.90.00 | 18 | 0.4 | 0.47 | 100 |  | Active
E000001081 | 100MM-PVC CABLE TIE | 8538.90.00 | 18 | 0.14 | 0.17 | 100 |  | Active
E000000417 | MCB_16 AMP_DP_10KA_C CURVE_220V DC_C&S | 8538.90.00 | 18 | 510 | 601.8 | 10 |  | Active
E000000358 | SPACE HEATER_TUBULAR TYPE_80 WATT_240V AC_GIRISH EGO_SH/008/145 | 8538.90.00 | 18 | 178 | 210.04 | 50 |  | Active
ASS0003548 | BLOCK & INTERMEDIATE ROD(ITEM 1,2 & 3) | 8538.90.00 | 18 | 140 | 165.2 | 8 |  | Active
E000000423 | MCB_32 AMP_DP_10KA_C CURVE_415V AC_C&S | 8538.90.00 | 18 | 256 | 302.08 | 6 |  | Active
E000001719 | 3PH, 4W LINK TYPE-TEST TERMINAL BLOCK-FOR METER-FRONT CONNECTION_DAV | 8538.90.00 | 18 | 1200 | 1416 | 3 |  | Active
HRD0000294 | SPLIT PIN-M2.5X25-MS-ZPWP | 8538.90.00 | 18 | 0.24 | 0.28 | 30 |  | Active
HRD0000701 | SPRING WASHER-M10-SPRING STEEL-8.8-HT-TRIVALENT BLUE | 8538.90.00 | 18 | 0.35 | 0.41 | 21 |  | Active
HRD0000648 | PLAIN WASHER-M12-MS-----TRIVALENT BLUE | 8538.90.00 | 18 | 0.59 | 0.7 | 13 |  | Active
HRD0000637 | HEX BOLT-M10X30-MS-8.8-HT-TRIVALENT BLUE | 8538.90.00 | 18 | 3.91 | 4.61 | 2 |  | Active
HRD0000654 | PLAIN WASHER-M10-MS-----TRIVALENT BLUE | 8538.90.00 | 18 | 0.29 | 0.34 | 84 |  | Active
HRD0000626 | HEX BOLT-M8X25-MS-8.8-HT-TRIVALENT BLUE | 8538.90.00 | 18 | 1.88 | 2.22 | 20 |  | Active
HRD0000643 | HEX NUT-M5-MS-8.8-HT-TRIVALENT BLUE | 8538.90.00 | 18 | 0.34 | 0.4 | 66 |  | Active
HRD0000630 | HEX BOLT-M8X20-MS-8.8-HT-TRIVALENT BLUE | 8538.90.00 | 18 | 1.68 | 1.98 | 38 |  | Active
E000001208 | WHITE FERRULING PVC TUBE-DIA. 4.2MM FOR 4.0 SQMM WIRE | 8538.90.00 | 18 | 2.3 | 2.71 | 53.76 |  | Active
E000001157 | WHITE FERRULING PVC TUBE-DIA. 3.5MM FOR 2.5SQMM WIRE | 8538.90.00 | 18 | 1.92 | 2.27 | 100 |  | Active
HRD0000653 | PLAIN WASHER-M8-MS-----TRIVALENT BLUE | 8538.90.00 | 18 | 0.25 | 0.3 | 76 |  | Active
HRD0000679 | ALLEN HEAD CSK SCREW-M6X45-MS-8.8-HT-TRIVALENT BLUE | 8538.90.00 | 18 | 4.36 | 5.14 | 2 |  | Active
JOB0001765 | PT JUMPER ITEM-1 FOR ECS & NPT (PT) | 8538.90.00 | 18 | 803.07 | 947.62 | 3 |  | Active
ASS0004848 | EARTH BUS BAR(50X6 CU) FOR 33KV KIOSK (RAJASTHAN-JVVNL/AVVNL/JDVVNL)-S7325010925 | 8538.90.00 | 18 | 1289.34 | 1521.42 | 2 |  | Active
JOB0000004 | TOP TERMINAL (ITEM-1) PLATING AREA 31 SQ.IN/NO (DRG.NO.SSDA1274) | 8538.90.00 | 18 | 1002.8 | 1183.3 | 3 |  | Active
JOB0000224 | COPPER CONNECTION BUSHING SIDE-S7325010330 | 8538.90.00 | 18 | 1298.27 | 1531.96 | 3 |  | Active
JOB0000225 | COPPER CONNECTION CT TOP SIDE(NPT)-S7325010331 | 8538.90.00 | 18 | 2266.97 | 2675.02 | 3 |  | Active
JOB0001766 | PT JUMPER ITEM-2 FOR ECS & NPT (PT) | 8538.90.00 | 18 | 539.24 | 636.3 | 3 |  | Active
HRD0000683 | CHEESE HEAD SCREW-M3X25-MS-4.6---TRIVALENT BLUE | 8538.90.00 | 18 | 0.25 | 0.3 | 2 |  | Active
HRD0000685 | CHEESE HEAD SCREW-M3X10-MS-4.6---TRIVALENT BLUE | 8538.90.00 | 18 | 0.16 | 0.19 | 4 |  | Active
HRD0000697 | SPRING WASHER-M4-SPRING STEEL-8.8-HT-TRIVALENT BLUE | 8538.90.00 | 18 | 0.08 | 0.09 | 10 |  | Active
HRD0000650 | PLAIN WASHER-M4-MS-----TRIVALENT BLUE | 8538.90.00 | 18 | 0.08 | 0.09 | 10 |  | Active
HRD0000702 | SPRING WASHER-M12-SPRING STEEL-8.8-HT-TRIVALENT BLUE | 8538.90.00 | 18 | 0.4 | 0.47 | 3 |  | Active
HRD0000658 | CHEESE HEAD SCREW-M4X20-MS-4.6---TRIVALENT BLUE | 8538.90.00 | 18 | 0.29 | 0.34 | 5 |  | Active
HRD0000642 | HEX NUT-M4-MS-8.8-HT-TRIVALENT BLUE | 8538.90.00 | 18 | 0.29 | 0.34 | 5 |  | Active
JOB0000951 | COPPER CONNECTION VCB TO CT SIDE(NPT)-S7325014180 | 8538.90.00 | 18 | 5187.94 | 6121.77 | 3 |  | Active
ASS0003119 | COPPER FLEXIBLE | 8538.90.00 | 18 | 1024.93 | 1209.42 | 12 |  | Active
HRD0000296 | SPLIT PIN-DIA. 1.5X25-MS---ZPWP-- | 8538.90.00 | 18 | 0.16 | 0.19 | 10 |  | Active
HRD0000644 | HEX NUT-M6-MS-8.8-HT-TRIVALENT BLUE | 8538.90.00 | 18 | 0.34 | 0.4 | 5 |  | Active
HRD0000698 | SPRING WASHER-M5-SPRING STEEL-8.8-HT-TRIVALENT BLUE | 8538.90.00 | 18 | 0.11 | 0.13 | 18 |  | Active
HRD0000651 | PLAIN WASHER-M5-MS-----TRIVALENT BLUE | 8538.90.00 | 18 | 0.13 | 0.15 | 18 |  | Active
HRD0000016 | ALLEN HEAD BOLT-M6X12-MS-8.8-HT-BLACKODISED | 8538.90.00 | 18 | 1.18 | 1.39 | 2 |  | Active
HRD0000043 | POP RIVET-M5X10-ALUMINIUM | 8538.90.00 | 18 | 0.7 | 0.83 | 4 |  | Active
HRD0000700 | SPRING WASHER-M8-SPRING STEEL-8.8-HT-TRIVALENT BLUE | 8538.90.00 | 18 | 0.28 | 0.33 | 12 |  | Active
HRD0000652 | PLAIN WASHER-M6-MS-----TRIVALENT BLUE | 8538.90.00 | 18 | 0.17 | 0.2 | 20 |  | Active
ASS0002693 | COPPER FLEXIBLE (800A) | 8538.90.00 | 18 | 1211.84 | 1429.97 | 6 |  | Active
HRD0000645 | HEX NUT-M8-MS-8.8-HT-TRIVALENT BLUE | 8538.90.00 | 18 | 0.66 | 0.78 | 7 |  | Active
HRD0000680 | ALLEN HEAD CSK SCREW-M5X16-MS-8.8-HT-TRIVALENT BLUE | 8538.90.00 | 18 | 1.27 | 1.5 | 4 |  | Active
ASS0002759 | BOTTOM TERMINAL-800A | 8538.90.00 | 18 | 954.25 | 1126.01 | 2 |  | Active
CCD0000125 | SUPERON BRIGHT ZINC SPRAY | 7902.00.00 | 18 | 545 | 643.1 | 2 |  | Active
CCD0000170 | REPAIR-NUMERICAL PROT RELAY_DO_6DI+6DO_SR/HR_110V DC-TCS AND COMM._STELMEC-SLR140C(JVVNL 33KV) | 8536.49.00 | 18 | 1 | 1.18 | 1 |  | Active
E000002034 | SHUNT TRIPPING COIL-220V DC-450W_RABCO | 8504.31.00 | 18 | 685 | 808.3 | 3 |  | Active
CT00000138 | CTR-400-200/5-5A-C-1_5P20-10VA-C2_0.2S-10VA__25KA/3S-12KV/28KVRMS/75KVP-P2 SIDE_PLASTOFAB | 8504.40.90 | 18 | 10176.65 | 12008.45 | 2 |  | Active
E000005179 | SPRING CHARGING MOTOR_80W_220V DC_DELCO | 8501.31.19 | 18 | 1860 | 2194.8 | 1 |  | Active
E000000255 | SPRING CHARGING MOTOR_80W_110V AC/DC_UNIVERSAL TYPE_DELCO | 8501.31.19 | 18 | 1875.01 | 2212.51 | 2 |  | Active
JOB0000197 | DROPPER FOR BUSRISER(ITEM-1)-S732508564 | 8538.90.00 | 18 | 3815.42 | 4502.2 | 9 |  | Active
ASS0005521 | LIMIT SWITCH OPERATING BRACKET | 8538.90.00 | 18 | 58 | 68.44 | 2 |  | Active
ASS0005520 | W.A OF LIMIT SWITCH OPERATING SUPPORT BRACKET | 8538.90.00 | 18 | 66 | 77.88 | 1 |  | Active
JOB0000198 | DROPPER FOR BUSRISER(ITEM-2)-S732508564 | 8538.90.00 | 18 | 4319.72 | 5097.27 | 6 |  | Active
CCD0000505 | REPAIR - CTR-1200-600/5-5-0.577A-C-1_0.5-15VA-C-2_5P20-10VA-C-3_PS_25KA/3S-12KV/28KVRMS/75KVP_ECS | 8504.31.00 | 18 | 1 | 1.18 | 1 |  | Active
JOB0002931 | PT JUMPAR-OG S7325017531 | 8538.90.00 | 18 | 1359.08 | 1603.71 | 8 |  | Active
HRD0000508 | SPRING WASHER-M6-SS-304-NON MAGNETIC-- | 8538.90.00 | 18 | 0.26 | 0.31 | 20 |  | Active
HRD0000510 | HEX BOLT-M6X15-SS-304-NON MAGNETIC-- | 8538.90.00 | 18 | 1.43 | 1.69 | 20 |  | Active
HRD0000514 | HEX NUT-M8-SS-304-NON MAGNETIC-- | 8538.90.00 | 18 | 1.31 | 1.55 | 20 |  | Active
HRD0000513 | PLAIN WASHER-M8-SS-304-NON MAGNETIC-- | 8538.90.00 | 18 | 0.57 | 0.67 | 40 |  | Active
ASS0003266 | LOCK BRACKET SPRING | 8538.90.00 | 18 | 5.12 | 6.04 | 20 |  | Active
HRD0000537 | HEX BOLT-M8X25-SS-304-NON MAGNETIC-- | 8538.90.00 | 18 | 3.58 | 4.22 | 20 |  | Active
HRD0000512 | SPRING WASHER-M8-SS-304-NON MAGNETIC-- | 8538.90.00 | 18 | 0.47 | 0.55 | 20 |  | Active
HRD0000509 | PLAIN WASHER-M6-SS-304-NON MAGNETIC-- | 8538.90.00 | 18 | 0.33 | 0.39 | 40 |  | Active
ASS0003454 | LOCK BRACKET | 8538.90.00 | 18 | 52.8 | 62.3 | 10 |  | Active
ASS0003069 | W.A OF BRACKET FOR HEX LOCK | 8538.90.00 | 18 | 90 | 106.2 | 10 |  | Active
ASS0000506 | THRUST BOLL BEARING (ID-20,OD-35,THK-10MM) | 8538.90.00 | 18 | 47 | 55.46 | 20 |  | Active
ASS0003020 | RACKING SCREW ROD ASSLY PSPCL | 8538.90.00 | 18 | 390 | 460.2 | 6 |  | Active